## Unique Codes
Family Code | Commercial Code | Mounting | Rated Voltage (Vdc) | Max Operational Voltage (Vdc) | Thermal Current (A) | Dual-Voltage Capable | Trip/Break Voltage Basis (Vdc) | Auxiliary/Control Voltage Uc (Vdc) | Breaking Capacity (kA) | Tripping Point (kA) | Generated Unique Code
IR 3000 SERIES VV | IR3015 VV 09L | Vertical | 900 | 1000 | 1500 | No | n/a | 24 | 27.8 | 1 | IR3015-VV-09L-UC24-BC27.8-TP1
IR 3000 SERIES VV | IR3015 VV 09L | Vertical | 900 | 1000 | 1500 | No | n/a | 24 | 27.8 | 2.25 | IR3015-VV-09L-UC24-BC27.8-TP2.25
IR 3000 SERIES VV | IR3015 VV 09L | Vertical | 900 | 1000 | 1500 | No | n/a | 24 | 27.8 | 3.5 | IR3015-VV-09L-UC24-BC27.8-TP3.5
IR 3000 SERIES VV | IR3015 VV 09L | Vertical | 900 | 1000 | 1500 | No | n/a | 24 | 27.8 | 4.75 | IR3015-VV-09L-UC24-BC27.8-TP4.75
IR 3000 SERIES VV | IR3015 VV 09L | Vertical | 900 | 1000 | 1500 | No | n/a | 24 | 27.8 | 6 | IR3015-VV-09L-UC24-BC27.8-TP6
IR 3000 SERIES VV | IR3015 VV 09L | Vertical | 900 | 1000 | 1500 | No | n/a | 24 | 28.9 | 1 | IR3015-VV-09L-UC24-BC28.9-TP1
IR 3000 SERIES VV | IR3015 VV 09L | Vertical | 900 | 1000 | 1500 | No | n/a | 24 | 28.9 | 2.25 | IR3015-VV-09L-UC24-BC28.9-TP2.25
IR 3000 SERIES VV | IR3015 VV 09L | Vertical | 900 | 1000 | 1500 | No | n/a | 24 | 28.9 | 3.5 | IR3015-VV-09L-UC24-BC28.9-TP3.5
IR 3000 SERIES VV | IR3015 VV 09L | Vertical | 900 | 1000 | 1500 | No | n/a | 24 | 28.9 | 4.75 | IR3015-VV-09L-UC24-BC28.9-TP4.75
IR 3000 SERIES VV | IR3015 VV 09L | Vertical | 900 | 1000 | 1500 | No | n/a | 24 | 28.9 | 6 | IR3015-VV-09L-UC24-BC28.9-TP6
IR 3000 SERIES VV | IR3015 VV 09L | Vertical | 900 | 1000 | 1500 | No | n/a | 24 | 30 | 1 | IR3015-VV-09L-UC24-BC30-TP1
IR 3000 SERIES VV | IR3015 VV 09L | Vertical | 900 | 1000 | 1500 | No | n/a | 24 | 30 | 2.25 | IR3015-VV-09L-UC24-BC30-TP2.25
IR 3000 SERIES VV | IR3015 VV 09L | Vertical | 900 | 1000 | 1500 | No | n/a | 24 | 30 | 3.5 | IR3015-VV-09L-UC24-BC30-TP3.5
IR 3000 SERIES VV | IR3015 VV 09L | Vertical | 900 | 1000 | 1500 | No | n/a | 24 | 30 | 4.75 | IR3015-VV-09L-UC24-BC30-TP4.75
IR 3000 SERIES VV | IR3015 VV 09L | Vertical | 900 | 1000 | 1500 | No | n/a | 24 | 30 | 6 | IR3015-VV-09L-UC24-BC30-TP6
IR 3000 SERIES VV | IR3015 VV 09L | Vertical | 900 | 1000 | 1500 | No | n/a | 24 | 31.1 | 1 | IR3015-VV-09L-UC24-BC31.1-TP1
IR 3000 SERIES VV | IR3015 VV 09L | Vertical | 900 | 1000 | 1500 | No | n/a | 24 | 31.1 | 2.25 | IR3015-VV-09L-UC24-BC31.1-TP2.25
IR 3000 SERIES VV | IR3015 VV 09L | Vertical | 900 | 1000 | 1500 | No | n/a | 24 | 31.1 | 3.5 | IR3015-VV-09L-UC24-BC31.1-TP3.5
IR 3000 SERIES VV | IR3015 VV 09L | Vertical | 900 | 1000 | 1500 | No | n/a | 24 | 31.1 | 4.75 | IR3015-VV-09L-UC24-BC31.1-TP4.75
IR 3000 SERIES VV | IR3015 VV 09L | Vertical | 900 | 1000 | 1500 | No | n/a | 24 | 31.1 | 6 | IR3015-VV-09L-UC24-BC31.1-TP6
IR 3000 SERIES VV | IR3015 VV 09L | Vertical | 900 | 1000 | 1500 | No | n/a | 24 | 32.2 | 1 | IR3015-VV-09L-UC24-BC32.2-TP1
IR 3000 SERIES VV | IR3015 VV 09L | Vertical | 900 | 1000 | 1500 | No | n/a | 24 | 32.2 | 2.25 | IR3015-VV-09L-UC24-BC32.2-TP2.25
IR 3000 SERIES VV | IR3015 VV 09L | Vertical | 900 | 1000 | 1500 | No | n/a | 24 | 32.2 | 3.5 | IR3015-VV-09L-UC24-BC32.2-TP3.5
IR 3000 SERIES VV | IR3015 VV 09L | Vertical | 900 | 1000 | 1500 | No | n/a | 24 | 32.2 | 4.75 | IR3015-VV-09L-UC24-BC32.2-TP4.75
IR 3000 SERIES VV | IR3015 VV 09L | Vertical | 900 | 1000 | 1500 | No | n/a | 24 | 32.2 | 6 | IR3015-VV-09L-UC24-BC32.2-TP6
IR 3000 SERIES VV | IR3015 VV 09L | Vertical | 900 | 1000 | 1500 | No | n/a | 36 | 27.8 | 1 | IR3015-VV-09L-UC36-BC27.8-TP1
IR 3000 SERIES VV | IR3015 VV 09L | Vertical | 900 | 1000 | 1500 | No | n/a | 36 | 27.8 | 2.25 | IR3015-VV-09L-UC36-BC27.8-TP2.25
IR 3000 SERIES VV | IR3015 VV 09L | Vertical | 900 | 1000 | 1500 | No | n/a | 36 | 27.8 | 3.5 | IR3015-VV-09L-UC36-BC27.8-TP3.5
IR 3000 SERIES VV | IR3015 VV 09L | Vertical | 900 | 1000 | 1500 | No | n/a | 36 | 27.8 | 4.75 | IR3015-VV-09L-UC36-BC27.8-TP4.75
IR 3000 SERIES VV | IR3015 VV 09L | Vertical | 900 | 1000 | 1500 | No | n/a | 36 | 27.8 | 6 | IR3015-VV-09L-UC36-BC27.8-TP6
IR 3000 SERIES VV | IR3015 VV 09L | Vertical | 900 | 1000 | 1500 | No | n/a | 36 | 28.9 | 1 | IR3015-VV-09L-UC36-BC28.9-TP1
IR 3000 SERIES VV | IR3015 VV 09L | Vertical | 900 | 1000 | 1500 | No | n/a | 36 | 28.9 | 2.25 | IR3015-VV-09L-UC36-BC28.9-TP2.25
IR 3000 SERIES VV | IR3015 VV 09L | Vertical | 900 | 1000 | 1500 | No | n/a | 36 | 28.9 | 3.5 | IR3015-VV-09L-UC36-BC28.9-TP3.5
IR 3000 SERIES VV | IR3015 VV 09L | Vertical | 900 | 1000 | 1500 | No | n/a | 36 | 28.9 | 4.75 | IR3015-VV-09L-UC36-BC28.9-TP4.75
IR 3000 SERIES VV | IR3015 VV 09L | Vertical | 900 | 1000 | 1500 | No | n/a | 36 | 28.9 | 6 | IR3015-VV-09L-UC36-BC28.9-TP6
IR 3000 SERIES VV | IR3015 VV 09L | Vertical | 900 | 1000 | 1500 | No | n/a | 36 | 30 | 1 | IR3015-VV-09L-UC36-BC30-TP1
IR 3000 SERIES VV | IR3015 VV 09L | Vertical | 900 | 1000 | 1500 | No | n/a | 36 | 30 | 2.25 | IR3015-VV-09L-UC36-BC30-TP2.25
IR 3000 SERIES VV | IR3015 VV 09L | Vertical | 900 | 1000 | 1500 | No | n/a | 36 | 30 | 3.5 | IR3015-VV-09L-UC36-BC30-TP3.5
IR 3000 SERIES VV | IR3015 VV 09L | Vertical | 900 | 1000 | 1500 | No | n/a | 36 | 30 | 4.75 | IR3015-VV-09L-UC36-BC30-TP4.75
IR 3000 SERIES VV | IR3015 VV 09L | Vertical | 900 | 1000 | 1500 | No | n/a | 36 | 30 | 6 | IR3015-VV-09L-UC36-BC30-TP6
IR 3000 SERIES VV | IR3015 VV 09L | Vertical | 900 | 1000 | 1500 | No | n/a | 36 | 31.1 | 1 | IR3015-VV-09L-UC36-BC31.1-TP1
IR 3000 SERIES VV | IR3015 VV 09L | Vertical | 900 | 1000 | 1500 | No | n/a | 36 | 31.1 | 2.25 | IR3015-VV-09L-UC36-BC31.1-TP2.25
IR 3000 SERIES VV | IR3015 VV 09L | Vertical | 900 | 1000 | 1500 | No | n/a | 36 | 31.1 | 3.5 | IR3015-VV-09L-UC36-BC31.1-TP3.5
IR 3000 SERIES VV | IR3015 VV 09L | Vertical | 900 | 1000 | 1500 | No | n/a | 36 | 31.1 | 4.75 | IR3015-VV-09L-UC36-BC31.1-TP4.75
IR 3000 SERIES VV | IR3015 VV 09L | Vertical | 900 | 1000 | 1500 | No | n/a | 36 | 31.1 | 6 | IR3015-VV-09L-UC36-BC31.1-TP6
IR 3000 SERIES VV | IR3015 VV 09L | Vertical | 900 | 1000 | 1500 | No | n/a | 36 | 32.2 | 1 | IR3015-VV-09L-UC36-BC32.2-TP1
IR 3000 SERIES VV | IR3015 VV 09L | Vertical | 900 | 1000 | 1500 | No | n/a | 36 | 32.2 | 2.25 | IR3015-VV-09L-UC36-BC32.2-TP2.25
IR 3000 SERIES VV | IR3015 VV 09L | Vertical | 900 | 1000 | 1500 | No | n/a | 36 | 32.2 | 3.5 | IR3015-VV-09L-UC36-BC32.2-TP3.5
IR 3000 SERIES VV | IR3015 VV 09L | Vertical | 900 | 1000 | 1500 | No | n/a | 36 | 32.2 | 4.75 | IR3015-VV-09L-UC36-BC32.2-TP4.75
IR 3000 SERIES VV | IR3015 VV 09L | Vertical | 900 | 1000 | 1500 | No | n/a | 36 | 32.2 | 6 | IR3015-VV-09L-UC36-BC32.2-TP6
IR 3000 SERIES VV | IR3015 VV 09L | Vertical | 900 | 1000 | 1500 | No | n/a | 48 | 27.8 | 1 | IR3015-VV-09L-UC48-BC27.8-TP1
IR 3000 SERIES VV | IR3015 VV 09L | Vertical | 900 | 1000 | 1500 | No | n/a | 48 | 27.8 | 2.25 | IR3015-VV-09L-UC48-BC27.8-TP2.25
IR 3000 SERIES VV | IR3015 VV 09L | Vertical | 900 | 1000 | 1500 | No | n/a | 48 | 27.8 | 3.5 | IR3015-VV-09L-UC48-BC27.8-TP3.5
IR 3000 SERIES VV | IR3015 VV 09L | Vertical | 900 | 1000 | 1500 | No | n/a | 48 | 27.8 | 4.75 | IR3015-VV-09L-UC48-BC27.8-TP4.75
IR 3000 SERIES VV | IR3015 VV 09L | Vertical | 900 | 1000 | 1500 | No | n/a | 48 | 27.8 | 6 | IR3015-VV-09L-UC48-BC27.8-TP6
IR 3000 SERIES VV | IR3015 VV 09L | Vertical | 900 | 1000 | 1500 | No | n/a | 48 | 28.9 | 1 | IR3015-VV-09L-UC48-BC28.9-TP1
IR 3000 SERIES VV | IR3015 VV 09L | Vertical | 900 | 1000 | 1500 | No | n/a | 48 | 28.9 | 2.25 | IR3015-VV-09L-UC48-BC28.9-TP2.25
IR 3000 SERIES VV | IR3015 VV 09L | Vertical | 900 | 1000 | 1500 | No | n/a | 48 | 28.9 | 3.5 | IR3015-VV-09L-UC48-BC28.9-TP3.5
IR 3000 SERIES VV | IR3015 VV 09L | Vertical | 900 | 1000 | 1500 | No | n/a | 48 | 28.9 | 4.75 | IR3015-VV-09L-UC48-BC28.9-TP4.75
IR 3000 SERIES VV | IR3015 VV 09L | Vertical | 900 | 1000 | 1500 | No | n/a | 48 | 28.9 | 6 | IR3015-VV-09L-UC48-BC28.9-TP6
IR 3000 SERIES VV | IR3015 VV 09L | Vertical | 900 | 1000 | 1500 | No | n/a | 48 | 30 | 1 | IR3015-VV-09L-UC48-BC30-TP1
IR 3000 SERIES VV | IR3015 VV 09L | Vertical | 900 | 1000 | 1500 | No | n/a | 48 | 30 | 2.25 | IR3015-VV-09L-UC48-BC30-TP2.25
IR 3000 SERIES VV | IR3015 VV 09L | Vertical | 900 | 1000 | 1500 | No | n/a | 48 | 30 | 3.5 | IR3015-VV-09L-UC48-BC30-TP3.5
IR 3000 SERIES VV | IR3015 VV 09L | Vertical | 900 | 1000 | 1500 | No | n/a | 48 | 30 | 4.75 | IR3015-VV-09L-UC48-BC30-TP4.75
IR 3000 SERIES VV | IR3015 VV 09L | Vertical | 900 | 1000 | 1500 | No | n/a | 48 | 30 | 6 | IR3015-VV-09L-UC48-BC30-TP6
IR 3000 SERIES VV | IR3015 VV 09L | Vertical | 900 | 1000 | 1500 | No | n/a | 48 | 31.1 | 1 | IR3015-VV-09L-UC48-BC31.1-TP1
IR 3000 SERIES VV | IR3015 VV 09L | Vertical | 900 | 1000 | 1500 | No | n/a | 48 | 31.1 | 2.25 | IR3015-VV-09L-UC48-BC31.1-TP2.25
IR 3000 SERIES VV | IR3015 VV 09L | Vertical | 900 | 1000 | 1500 | No | n/a | 48 | 31.1 | 3.5 | IR3015-VV-09L-UC48-BC31.1-TP3.5
IR 3000 SERIES VV | IR3015 VV 09L | Vertical | 900 | 1000 | 1500 | No | n/a | 48 | 31.1 | 4.75 | IR3015-VV-09L-UC48-BC31.1-TP4.75
IR 3000 SERIES VV | IR3015 VV 09L | Vertical | 900 | 1000 | 1500 | No | n/a | 48 | 31.1 | 6 | IR3015-VV-09L-UC48-BC31.1-TP6
IR 3000 SERIES VV | IR3015 VV 09L | Vertical | 900 | 1000 | 1500 | No | n/a | 48 | 32.2 | 1 | IR3015-VV-09L-UC48-BC32.2-TP1
IR 3000 SERIES VV | IR3015 VV 09L | Vertical | 900 | 1000 | 1500 | No | n/a | 48 | 32.2 | 2.25 | IR3015-VV-09L-UC48-BC32.2-TP2.25
IR 3000 SERIES VV | IR3015 VV 09L | Vertical | 900 | 1000 | 1500 | No | n/a | 48 | 32.2 | 3.5 | IR3015-VV-09L-UC48-BC32.2-TP3.5
IR 3000 SERIES VV | IR3015 VV 09L | Vertical | 900 | 1000 | 1500 | No | n/a | 48 | 32.2 | 4.75 | IR3015-VV-09L-UC48-BC32.2-TP4.75
IR 3000 SERIES VV | IR3015 VV 09L | Vertical | 900 | 1000 | 1500 | No | n/a | 48 | 32.2 | 6 | IR3015-VV-09L-UC48-BC32.2-TP6
IR 3000 SERIES VV | IR3015 VV 09L | Vertical | 900 | 1000 | 1500 | No | n/a | 72 | 27.8 | 1 | IR3015-VV-09L-UC72-BC27.8-TP1
IR 3000 SERIES VV | IR3015 VV 09L | Vertical | 900 | 1000 | 1500 | No | n/a | 72 | 27.8 | 2.25 | IR3015-VV-09L-UC72-BC27.8-TP2.25
IR 3000 SERIES VV | IR3015 VV 09L | Vertical | 900 | 1000 | 1500 | No | n/a | 72 | 27.8 | 3.5 | IR3015-VV-09L-UC72-BC27.8-TP3.5
IR 3000 SERIES VV | IR3015 VV 09L | Vertical | 900 | 1000 | 1500 | No | n/a | 72 | 27.8 | 4.75 | IR3015-VV-09L-UC72-BC27.8-TP4.75
IR 3000 SERIES VV | IR3015 VV 09L | Vertical | 900 | 1000 | 1500 | No | n/a | 72 | 27.8 | 6 | IR3015-VV-09L-UC72-BC27.8-TP6
IR 3000 SERIES VV | IR3015 VV 09L | Vertical | 900 | 1000 | 1500 | No | n/a | 72 | 28.9 | 1 | IR3015-VV-09L-UC72-BC28.9-TP1
IR 3000 SERIES VV | IR3015 VV 09L | Vertical | 900 | 1000 | 1500 | No | n/a | 72 | 28.9 | 2.25 | IR3015-VV-09L-UC72-BC28.9-TP2.25
IR 3000 SERIES VV | IR3015 VV 09L | Vertical | 900 | 1000 | 1500 | No | n/a | 72 | 28.9 | 3.5 | IR3015-VV-09L-UC72-BC28.9-TP3.5
IR 3000 SERIES VV | IR3015 VV 09L | Vertical | 900 | 1000 | 1500 | No | n/a | 72 | 28.9 | 4.75 | IR3015-VV-09L-UC72-BC28.9-TP4.75
IR 3000 SERIES VV | IR3015 VV 09L | Vertical | 900 | 1000 | 1500 | No | n/a | 72 | 28.9 | 6 | IR3015-VV-09L-UC72-BC28.9-TP6
IR 3000 SERIES VV | IR3015 VV 09L | Vertical | 900 | 1000 | 1500 | No | n/a | 72 | 30 | 1 | IR3015-VV-09L-UC72-BC30-TP1
IR 3000 SERIES VV | IR3015 VV 09L | Vertical | 900 | 1000 | 1500 | No | n/a | 72 | 30 | 2.25 | IR3015-VV-09L-UC72-BC30-TP2.25
IR 3000 SERIES VV | IR3015 VV 09L | Vertical | 900 | 1000 | 1500 | No | n/a | 72 | 30 | 3.5 | IR3015-VV-09L-UC72-BC30-TP3.5
IR 3000 SERIES VV | IR3015 VV 09L | Vertical | 900 | 1000 | 1500 | No | n/a | 72 | 30 | 4.75 | IR3015-VV-09L-UC72-BC30-TP4.75
IR 3000 SERIES VV | IR3015 VV 09L | Vertical | 900 | 1000 | 1500 | No | n/a | 72 | 30 | 6 | IR3015-VV-09L-UC72-BC30-TP6
IR 3000 SERIES VV | IR3015 VV 09L | Vertical | 900 | 1000 | 1500 | No | n/a | 72 | 31.1 | 1 | IR3015-VV-09L-UC72-BC31.1-TP1
IR 3000 SERIES VV | IR3015 VV 09L | Vertical | 900 | 1000 | 1500 | No | n/a | 72 | 31.1 | 2.25 | IR3015-VV-09L-UC72-BC31.1-TP2.25
IR 3000 SERIES VV | IR3015 VV 09L | Vertical | 900 | 1000 | 1500 | No | n/a | 72 | 31.1 | 3.5 | IR3015-VV-09L-UC72-BC31.1-TP3.5
IR 3000 SERIES VV | IR3015 VV 09L | Vertical | 900 | 1000 | 1500 | No | n/a | 72 | 31.1 | 4.75 | IR3015-VV-09L-UC72-BC31.1-TP4.75
IR 3000 SERIES VV | IR3015 VV 09L | Vertical | 900 | 1000 | 1500 | No | n/a | 72 | 31.1 | 6 | IR3015-VV-09L-UC72-BC31.1-TP6
IR 3000 SERIES VV | IR3015 VV 09L | Vertical | 900 | 1000 | 1500 | No | n/a | 72 | 32.2 | 1 | IR3015-VV-09L-UC72-BC32.2-TP1
IR 3000 SERIES VV | IR3015 VV 09L | Vertical | 900 | 1000 | 1500 | No | n/a | 72 | 32.2 | 2.25 | IR3015-VV-09L-UC72-BC32.2-TP2.25
IR 3000 SERIES VV | IR3015 VV 09L | Vertical | 900 | 1000 | 1500 | No | n/a | 72 | 32.2 | 3.5 | IR3015-VV-09L-UC72-BC32.2-TP3.5
IR 3000 SERIES VV | IR3015 VV 09L | Vertical | 900 | 1000 | 1500 | No | n/a | 72 | 32.2 | 4.75 | IR3015-VV-09L-UC72-BC32.2-TP4.75
IR 3000 SERIES VV | IR3015 VV 09L | Vertical | 900 | 1000 | 1500 | No | n/a | 72 | 32.2 | 6 | IR3015-VV-09L-UC72-BC32.2-TP6
IR 3000 SERIES VV | IR3015 VV 09L | Vertical | 900 | 1000 | 1500 | No | n/a | 110 | 27.8 | 1 | IR3015-VV-09L-UC110-BC27.8-TP1
IR 3000 SERIES VV | IR3015 VV 09L | Vertical | 900 | 1000 | 1500 | No | n/a | 110 | 27.8 | 2.25 | IR3015-VV-09L-UC110-BC27.8-TP2.25
IR 3000 SERIES VV | IR3015 VV 09L | Vertical | 900 | 1000 | 1500 | No | n/a | 110 | 27.8 | 3.5 | IR3015-VV-09L-UC110-BC27.8-TP3.5
IR 3000 SERIES VV | IR3015 VV 09L | Vertical | 900 | 1000 | 1500 | No | n/a | 110 | 27.8 | 4.75 | IR3015-VV-09L-UC110-BC27.8-TP4.75
IR 3000 SERIES VV | IR3015 VV 09L | Vertical | 900 | 1000 | 1500 | No | n/a | 110 | 27.8 | 6 | IR3015-VV-09L-UC110-BC27.8-TP6
IR 3000 SERIES VV | IR3015 VV 09L | Vertical | 900 | 1000 | 1500 | No | n/a | 110 | 28.9 | 1 | IR3015-VV-09L-UC110-BC28.9-TP1
IR 3000 SERIES VV | IR3015 VV 09L | Vertical | 900 | 1000 | 1500 | No | n/a | 110 | 28.9 | 2.25 | IR3015-VV-09L-UC110-BC28.9-TP2.25
IR 3000 SERIES VV | IR3015 VV 09L | Vertical | 900 | 1000 | 1500 | No | n/a | 110 | 28.9 | 3.5 | IR3015-VV-09L-UC110-BC28.9-TP3.5
IR 3000 SERIES VV | IR3015 VV 09L | Vertical | 900 | 1000 | 1500 | No | n/a | 110 | 28.9 | 4.75 | IR3015-VV-09L-UC110-BC28.9-TP4.75
IR 3000 SERIES VV | IR3015 VV 09L | Vertical | 900 | 1000 | 1500 | No | n/a | 110 | 28.9 | 6 | IR3015-VV-09L-UC110-BC28.9-TP6
IR 3000 SERIES VV | IR3015 VV 09L | Vertical | 900 | 1000 | 1500 | No | n/a | 110 | 30 | 1 | IR3015-VV-09L-UC110-BC30-TP1
IR 3000 SERIES VV | IR3015 VV 09L | Vertical | 900 | 1000 | 1500 | No | n/a | 110 | 30 | 2.25 | IR3015-VV-09L-UC110-BC30-TP2.25
IR 3000 SERIES VV | IR3015 VV 09L | Vertical | 900 | 1000 | 1500 | No | n/a | 110 | 30 | 3.5 | IR3015-VV-09L-UC110-BC30-TP3.5
IR 3000 SERIES VV | IR3015 VV 09L | Vertical | 900 | 1000 | 1500 | No | n/a | 110 | 30 | 4.75 | IR3015-VV-09L-UC110-BC30-TP4.75
IR 3000 SERIES VV | IR3015 VV 09L | Vertical | 900 | 1000 | 1500 | No | n/a | 110 | 30 | 6 | IR3015-VV-09L-UC110-BC30-TP6
IR 3000 SERIES VV | IR3015 VV 09L | Vertical | 900 | 1000 | 1500 | No | n/a | 110 | 31.1 | 1 | IR3015-VV-09L-UC110-BC31.1-TP1
IR 3000 SERIES VV | IR3015 VV 09L | Vertical | 900 | 1000 | 1500 | No | n/a | 110 | 31.1 | 2.25 | IR3015-VV-09L-UC110-BC31.1-TP2.25
IR 3000 SERIES VV | IR3015 VV 09L | Vertical | 900 | 1000 | 1500 | No | n/a | 110 | 31.1 | 3.5 | IR3015-VV-09L-UC110-BC31.1-TP3.5
IR 3000 SERIES VV | IR3015 VV 09L | Vertical | 900 | 1000 | 1500 | No | n/a | 110 | 31.1 | 4.75 | IR3015-VV-09L-UC110-BC31.1-TP4.75
IR 3000 SERIES VV | IR3015 VV 09L | Vertical | 900 | 1000 | 1500 | No | n/a | 110 | 31.1 | 6 | IR3015-VV-09L-UC110-BC31.1-TP6
IR 3000 SERIES VV | IR3015 VV 09L | Vertical | 900 | 1000 | 1500 | No | n/a | 110 | 32.2 | 1 | IR3015-VV-09L-UC110-BC32.2-TP1
IR 3000 SERIES VV | IR3015 VV 09L | Vertical | 900 | 1000 | 1500 | No | n/a | 110 | 32.2 | 2.25 | IR3015-VV-09L-UC110-BC32.2-TP2.25
IR 3000 SERIES VV | IR3015 VV 09L | Vertical | 900 | 1000 | 1500 | No | n/a | 110 | 32.2 | 3.5 | IR3015-VV-09L-UC110-BC32.2-TP3.5
IR 3000 SERIES VV | IR3015 VV 09L | Vertical | 900 | 1000 | 1500 | No | n/a | 110 | 32.2 | 4.75 | IR3015-VV-09L-UC110-BC32.2-TP4.75
IR 3000 SERIES VV | IR3015 VV 09L | Vertical | 900 | 1000 | 1500 | No | n/a | 110 | 32.2 | 6 | IR3015-VV-09L-UC110-BC32.2-TP6
IR 3000 SERIES VV | IR3030 VV 09L | Vertical | 900 | 1000 | 3000 | No | n/a | 24 | 27.8 | 1 | IR3030-VV-09L-UC24-BC27.8-TP1
IR 3000 SERIES VV | IR3030 VV 09L | Vertical | 900 | 1000 | 3000 | No | n/a | 24 | 27.8 | 2.25 | IR3030-VV-09L-UC24-BC27.8-TP2.25
IR 3000 SERIES VV | IR3030 VV 09L | Vertical | 900 | 1000 | 3000 | No | n/a | 24 | 27.8 | 3.5 | IR3030-VV-09L-UC24-BC27.8-TP3.5
IR 3000 SERIES VV | IR3030 VV 09L | Vertical | 900 | 1000 | 3000 | No | n/a | 24 | 27.8 | 4.75 | IR3030-VV-09L-UC24-BC27.8-TP4.75
IR 3000 SERIES VV | IR3030 VV 09L | Vertical | 900 | 1000 | 3000 | No | n/a | 24 | 27.8 | 6 | IR3030-VV-09L-UC24-BC27.8-TP6
IR 3000 SERIES VV | IR3030 VV 09L | Vertical | 900 | 1000 | 3000 | No | n/a | 24 | 28.9 | 1 | IR3030-VV-09L-UC24-BC28.9-TP1
IR 3000 SERIES VV | IR3030 VV 09L | Vertical | 900 | 1000 | 3000 | No | n/a | 24 | 28.9 | 2.25 | IR3030-VV-09L-UC24-BC28.9-TP2.25
IR 3000 SERIES VV | IR3030 VV 09L | Vertical | 900 | 1000 | 3000 | No | n/a | 24 | 28.9 | 3.5 | IR3030-VV-09L-UC24-BC28.9-TP3.5
IR 3000 SERIES VV | IR3030 VV 09L | Vertical | 900 | 1000 | 3000 | No | n/a | 24 | 28.9 | 4.75 | IR3030-VV-09L-UC24-BC28.9-TP4.75
IR 3000 SERIES VV | IR3030 VV 09L | Vertical | 900 | 1000 | 3000 | No | n/a | 24 | 28.9 | 6 | IR3030-VV-09L-UC24-BC28.9-TP6
IR 3000 SERIES VV | IR3030 VV 09L | Vertical | 900 | 1000 | 3000 | No | n/a | 24 | 30 | 1 | IR3030-VV-09L-UC24-BC30-TP1
IR 3000 SERIES VV | IR3030 VV 09L | Vertical | 900 | 1000 | 3000 | No | n/a | 24 | 30 | 2.25 | IR3030-VV-09L-UC24-BC30-TP2.25
IR 3000 SERIES VV | IR3030 VV 09L | Vertical | 900 | 1000 | 3000 | No | n/a | 24 | 30 | 3.5 | IR3030-VV-09L-UC24-BC30-TP3.5
IR 3000 SERIES VV | IR3030 VV 09L | Vertical | 900 | 1000 | 3000 | No | n/a | 24 | 30 | 4.75 | IR3030-VV-09L-UC24-BC30-TP4.75
IR 3000 SERIES VV | IR3030 VV 09L | Vertical | 900 | 1000 | 3000 | No | n/a | 24 | 30 | 6 | IR3030-VV-09L-UC24-BC30-TP6
IR 3000 SERIES VV | IR3030 VV 09L | Vertical | 900 | 1000 | 3000 | No | n/a | 24 | 31.1 | 1 | IR3030-VV-09L-UC24-BC31.1-TP1
IR 3000 SERIES VV | IR3030 VV 09L | Vertical | 900 | 1000 | 3000 | No | n/a | 24 | 31.1 | 2.25 | IR3030-VV-09L-UC24-BC31.1-TP2.25
IR 3000 SERIES VV | IR3030 VV 09L | Vertical | 900 | 1000 | 3000 | No | n/a | 24 | 31.1 | 3.5 | IR3030-VV-09L-UC24-BC31.1-TP3.5
IR 3000 SERIES VV | IR3030 VV 09L | Vertical | 900 | 1000 | 3000 | No | n/a | 24 | 31.1 | 4.75 | IR3030-VV-09L-UC24-BC31.1-TP4.75
IR 3000 SERIES VV | IR3030 VV 09L | Vertical | 900 | 1000 | 3000 | No | n/a | 24 | 31.1 | 6 | IR3030-VV-09L-UC24-BC31.1-TP6
IR 3000 SERIES VV | IR3030 VV 09L | Vertical | 900 | 1000 | 3000 | No | n/a | 24 | 32.2 | 1 | IR3030-VV-09L-UC24-BC32.2-TP1
IR 3000 SERIES VV | IR3030 VV 09L | Vertical | 900 | 1000 | 3000 | No | n/a | 24 | 32.2 | 2.25 | IR3030-VV-09L-UC24-BC32.2-TP2.25
IR 3000 SERIES VV | IR3030 VV 09L | Vertical | 900 | 1000 | 3000 | No | n/a | 24 | 32.2 | 3.5 | IR3030-VV-09L-UC24-BC32.2-TP3.5
IR 3000 SERIES VV | IR3030 VV 09L | Vertical | 900 | 1000 | 3000 | No | n/a | 24 | 32.2 | 4.75 | IR3030-VV-09L-UC24-BC32.2-TP4.75
IR 3000 SERIES VV | IR3030 VV 09L | Vertical | 900 | 1000 | 3000 | No | n/a | 24 | 32.2 | 6 | IR3030-VV-09L-UC24-BC32.2-TP6
IR 3000 SERIES VV | IR3030 VV 09L | Vertical | 900 | 1000 | 3000 | No | n/a | 36 | 27.8 | 1 | IR3030-VV-09L-UC36-BC27.8-TP1
IR 3000 SERIES VV | IR3030 VV 09L | Vertical | 900 | 1000 | 3000 | No | n/a | 36 | 27.8 | 2.25 | IR3030-VV-09L-UC36-BC27.8-TP2.25
IR 3000 SERIES VV | IR3030 VV 09L | Vertical | 900 | 1000 | 3000 | No | n/a | 36 | 27.8 | 3.5 | IR3030-VV-09L-UC36-BC27.8-TP3.5
IR 3000 SERIES VV | IR3030 VV 09L | Vertical | 900 | 1000 | 3000 | No | n/a | 36 | 27.8 | 4.75 | IR3030-VV-09L-UC36-BC27.8-TP4.75
IR 3000 SERIES VV | IR3030 VV 09L | Vertical | 900 | 1000 | 3000 | No | n/a | 36 | 27.8 | 6 | IR3030-VV-09L-UC36-BC27.8-TP6
IR 3000 SERIES VV | IR3030 VV 09L | Vertical | 900 | 1000 | 3000 | No | n/a | 36 | 28.9 | 1 | IR3030-VV-09L-UC36-BC28.9-TP1
IR 3000 SERIES VV | IR3030 VV 09L | Vertical | 900 | 1000 | 3000 | No | n/a | 36 | 28.9 | 2.25 | IR3030-VV-09L-UC36-BC28.9-TP2.25
IR 3000 SERIES VV | IR3030 VV 09L | Vertical | 900 | 1000 | 3000 | No | n/a | 36 | 28.9 | 3.5 | IR3030-VV-09L-UC36-BC28.9-TP3.5
IR 3000 SERIES VV | IR3030 VV 09L | Vertical | 900 | 1000 | 3000 | No | n/a | 36 | 28.9 | 4.75 | IR3030-VV-09L-UC36-BC28.9-TP4.75
IR 3000 SERIES VV | IR3030 VV 09L | Vertical | 900 | 1000 | 3000 | No | n/a | 36 | 28.9 | 6 | IR3030-VV-09L-UC36-BC28.9-TP6
IR 3000 SERIES VV | IR3030 VV 09L | Vertical | 900 | 1000 | 3000 | No | n/a | 36 | 30 | 1 | IR3030-VV-09L-UC36-BC30-TP1
IR 3000 SERIES VV | IR3030 VV 09L | Vertical | 900 | 1000 | 3000 | No | n/a | 36 | 30 | 2.25 | IR3030-VV-09L-UC36-BC30-TP2.25
IR 3000 SERIES VV | IR3030 VV 09L | Vertical | 900 | 1000 | 3000 | No | n/a | 36 | 30 | 3.5 | IR3030-VV-09L-UC36-BC30-TP3.5
IR 3000 SERIES VV | IR3030 VV 09L | Vertical | 900 | 1000 | 3000 | No | n/a | 36 | 30 | 4.75 | IR3030-VV-09L-UC36-BC30-TP4.75
IR 3000 SERIES VV | IR3030 VV 09L | Vertical | 900 | 1000 | 3000 | No | n/a | 36 | 30 | 6 | IR3030-VV-09L-UC36-BC30-TP6
IR 3000 SERIES VV | IR3030 VV 09L | Vertical | 900 | 1000 | 3000 | No | n/a | 36 | 31.1 | 1 | IR3030-VV-09L-UC36-BC31.1-TP1
IR 3000 SERIES VV | IR3030 VV 09L | Vertical | 900 | 1000 | 3000 | No | n/a | 36 | 31.1 | 2.25 | IR3030-VV-09L-UC36-BC31.1-TP2.25
IR 3000 SERIES VV | IR3030 VV 09L | Vertical | 900 | 1000 | 3000 | No | n/a | 36 | 31.1 | 3.5 | IR3030-VV-09L-UC36-BC31.1-TP3.5
IR 3000 SERIES VV | IR3030 VV 09L | Vertical | 900 | 1000 | 3000 | No | n/a | 36 | 31.1 | 4.75 | IR3030-VV-09L-UC36-BC31.1-TP4.75
IR 3000 SERIES VV | IR3030 VV 09L | Vertical | 900 | 1000 | 3000 | No | n/a | 36 | 31.1 | 6 | IR3030-VV-09L-UC36-BC31.1-TP6
IR 3000 SERIES VV | IR3030 VV 09L | Vertical | 900 | 1000 | 3000 | No | n/a | 36 | 32.2 | 1 | IR3030-VV-09L-UC36-BC32.2-TP1
IR 3000 SERIES VV | IR3030 VV 09L | Vertical | 900 | 1000 | 3000 | No | n/a | 36 | 32.2 | 2.25 | IR3030-VV-09L-UC36-BC32.2-TP2.25
IR 3000 SERIES VV | IR3030 VV 09L | Vertical | 900 | 1000 | 3000 | No | n/a | 36 | 32.2 | 3.5 | IR3030-VV-09L-UC36-BC32.2-TP3.5
IR 3000 SERIES VV | IR3030 VV 09L | Vertical | 900 | 1000 | 3000 | No | n/a | 36 | 32.2 | 4.75 | IR3030-VV-09L-UC36-BC32.2-TP4.75
IR 3000 SERIES VV | IR3030 VV 09L | Vertical | 900 | 1000 | 3000 | No | n/a | 36 | 32.2 | 6 | IR3030-VV-09L-UC36-BC32.2-TP6
IR 3000 SERIES VV | IR3030 VV 09L | Vertical | 900 | 1000 | 3000 | No | n/a | 48 | 27.8 | 1 | IR3030-VV-09L-UC48-BC27.8-TP1
IR 3000 SERIES VV | IR3030 VV 09L | Vertical | 900 | 1000 | 3000 | No | n/a | 48 | 27.8 | 2.25 | IR3030-VV-09L-UC48-BC27.8-TP2.25
IR 3000 SERIES VV | IR3030 VV 09L | Vertical | 900 | 1000 | 3000 | No | n/a | 48 | 27.8 | 3.5 | IR3030-VV-09L-UC48-BC27.8-TP3.5
IR 3000 SERIES VV | IR3030 VV 09L | Vertical | 900 | 1000 | 3000 | No | n/a | 48 | 27.8 | 4.75 | IR3030-VV-09L-UC48-BC27.8-TP4.75
IR 3000 SERIES VV | IR3030 VV 09L | Vertical | 900 | 1000 | 3000 | No | n/a | 48 | 27.8 | 6 | IR3030-VV-09L-UC48-BC27.8-TP6
IR 3000 SERIES VV | IR3030 VV 09L | Vertical | 900 | 1000 | 3000 | No | n/a | 48 | 28.9 | 1 | IR3030-VV-09L-UC48-BC28.9-TP1
IR 3000 SERIES VV | IR3030 VV 09L | Vertical | 900 | 1000 | 3000 | No | n/a | 48 | 28.9 | 2.25 | IR3030-VV-09L-UC48-BC28.9-TP2.25
IR 3000 SERIES VV | IR3030 VV 09L | Vertical | 900 | 1000 | 3000 | No | n/a | 48 | 28.9 | 3.5 | IR3030-VV-09L-UC48-BC28.9-TP3.5
IR 3000 SERIES VV | IR3030 VV 09L | Vertical | 900 | 1000 | 3000 | No | n/a | 48 | 28.9 | 4.75 | IR3030-VV-09L-UC48-BC28.9-TP4.75
IR 3000 SERIES VV | IR3030 VV 09L | Vertical | 900 | 1000 | 3000 | No | n/a | 48 | 28.9 | 6 | IR3030-VV-09L-UC48-BC28.9-TP6
IR 3000 SERIES VV | IR3030 VV 09L | Vertical | 900 | 1000 | 3000 | No | n/a | 48 | 30 | 1 | IR3030-VV-09L-UC48-BC30-TP1
IR 3000 SERIES VV | IR3030 VV 09L | Vertical | 900 | 1000 | 3000 | No | n/a | 48 | 30 | 2.25 | IR3030-VV-09L-UC48-BC30-TP2.25
IR 3000 SERIES VV | IR3030 VV 09L | Vertical | 900 | 1000 | 3000 | No | n/a | 48 | 30 | 3.5 | IR3030-VV-09L-UC48-BC30-TP3.5
IR 3000 SERIES VV | IR3030 VV 09L | Vertical | 900 | 1000 | 3000 | No | n/a | 48 | 30 | 4.75 | IR3030-VV-09L-UC48-BC30-TP4.75
IR 3000 SERIES VV | IR3030 VV 09L | Vertical | 900 | 1000 | 3000 | No | n/a | 48 | 30 | 6 | IR3030-VV-09L-UC48-BC30-TP6
IR 3000 SERIES VV | IR3030 VV 09L | Vertical | 900 | 1000 | 3000 | No | n/a | 48 | 31.1 | 1 | IR3030-VV-09L-UC48-BC31.1-TP1
IR 3000 SERIES VV | IR3030 VV 09L | Vertical | 900 | 1000 | 3000 | No | n/a | 48 | 31.1 | 2.25 | IR3030-VV-09L-UC48-BC31.1-TP2.25
IR 3000 SERIES VV | IR3030 VV 09L | Vertical | 900 | 1000 | 3000 | No | n/a | 48 | 31.1 | 3.5 | IR3030-VV-09L-UC48-BC31.1-TP3.5
IR 3000 SERIES VV | IR3030 VV 09L | Vertical | 900 | 1000 | 3000 | No | n/a | 48 | 31.1 | 4.75 | IR3030-VV-09L-UC48-BC31.1-TP4.75
IR 3000 SERIES VV | IR3030 VV 09L | Vertical | 900 | 1000 | 3000 | No | n/a | 48 | 31.1 | 6 | IR3030-VV-09L-UC48-BC31.1-TP6
IR 3000 SERIES VV | IR3030 VV 09L | Vertical | 900 | 1000 | 3000 | No | n/a | 48 | 32.2 | 1 | IR3030-VV-09L-UC48-BC32.2-TP1
IR 3000 SERIES VV | IR3030 VV 09L | Vertical | 900 | 1000 | 3000 | No | n/a | 48 | 32.2 | 2.25 | IR3030-VV-09L-UC48-BC32.2-TP2.25
IR 3000 SERIES VV | IR3030 VV 09L | Vertical | 900 | 1000 | 3000 | No | n/a | 48 | 32.2 | 3.5 | IR3030-VV-09L-UC48-BC32.2-TP3.5
IR 3000 SERIES VV | IR3030 VV 09L | Vertical | 900 | 1000 | 3000 | No | n/a | 48 | 32.2 | 4.75 | IR3030-VV-09L-UC48-BC32.2-TP4.75
IR 3000 SERIES VV | IR3030 VV 09L | Vertical | 900 | 1000 | 3000 | No | n/a | 48 | 32.2 | 6 | IR3030-VV-09L-UC48-BC32.2-TP6
IR 3000 SERIES VV | IR3030 VV 09L | Vertical | 900 | 1000 | 3000 | No | n/a | 72 | 27.8 | 1 | IR3030-VV-09L-UC72-BC27.8-TP1
IR 3000 SERIES VV | IR3030 VV 09L | Vertical | 900 | 1000 | 3000 | No | n/a | 72 | 27.8 | 2.25 | IR3030-VV-09L-UC72-BC27.8-TP2.25
IR 3000 SERIES VV | IR3030 VV 09L | Vertical | 900 | 1000 | 3000 | No | n/a | 72 | 27.8 | 3.5 | IR3030-VV-09L-UC72-BC27.8-TP3.5
IR 3000 SERIES VV | IR3030 VV 09L | Vertical | 900 | 1000 | 3000 | No | n/a | 72 | 27.8 | 4.75 | IR3030-VV-09L-UC72-BC27.8-TP4.75
IR 3000 SERIES VV | IR3030 VV 09L | Vertical | 900 | 1000 | 3000 | No | n/a | 72 | 27.8 | 6 | IR3030-VV-09L-UC72-BC27.8-TP6
IR 3000 SERIES VV | IR3030 VV 09L | Vertical | 900 | 1000 | 3000 | No | n/a | 72 | 28.9 | 1 | IR3030-VV-09L-UC72-BC28.9-TP1
IR 3000 SERIES VV | IR3030 VV 09L | Vertical | 900 | 1000 | 3000 | No | n/a | 72 | 28.9 | 2.25 | IR3030-VV-09L-UC72-BC28.9-TP2.25
IR 3000 SERIES VV | IR3030 VV 09L | Vertical | 900 | 1000 | 3000 | No | n/a | 72 | 28.9 | 3.5 | IR3030-VV-09L-UC72-BC28.9-TP3.5
IR 3000 SERIES VV | IR3030 VV 09L | Vertical | 900 | 1000 | 3000 | No | n/a | 72 | 28.9 | 4.75 | IR3030-VV-09L-UC72-BC28.9-TP4.75
IR 3000 SERIES VV | IR3030 VV 09L | Vertical | 900 | 1000 | 3000 | No | n/a | 72 | 28.9 | 6 | IR3030-VV-09L-UC72-BC28.9-TP6
IR 3000 SERIES VV | IR3030 VV 09L | Vertical | 900 | 1000 | 3000 | No | n/a | 72 | 30 | 1 | IR3030-VV-09L-UC72-BC30-TP1
IR 3000 SERIES VV | IR3030 VV 09L | Vertical | 900 | 1000 | 3000 | No | n/a | 72 | 30 | 2.25 | IR3030-VV-09L-UC72-BC30-TP2.25
IR 3000 SERIES VV | IR3030 VV 09L | Vertical | 900 | 1000 | 3000 | No | n/a | 72 | 30 | 3.5 | IR3030-VV-09L-UC72-BC30-TP3.5
IR 3000 SERIES VV | IR3030 VV 09L | Vertical | 900 | 1000 | 3000 | No | n/a | 72 | 30 | 4.75 | IR3030-VV-09L-UC72-BC30-TP4.75
IR 3000 SERIES VV | IR3030 VV 09L | Vertical | 900 | 1000 | 3000 | No | n/a | 72 | 30 | 6 | IR3030-VV-09L-UC72-BC30-TP6
IR 3000 SERIES VV | IR3030 VV 09L | Vertical | 900 | 1000 | 3000 | No | n/a | 72 | 31.1 | 1 | IR3030-VV-09L-UC72-BC31.1-TP1
IR 3000 SERIES VV | IR3030 VV 09L | Vertical | 900 | 1000 | 3000 | No | n/a | 72 | 31.1 | 2.25 | IR3030-VV-09L-UC72-BC31.1-TP2.25
IR 3000 SERIES VV | IR3030 VV 09L | Vertical | 900 | 1000 | 3000 | No | n/a | 72 | 31.1 | 3.5 | IR3030-VV-09L-UC72-BC31.1-TP3.5
IR 3000 SERIES VV | IR3030 VV 09L | Vertical | 900 | 1000 | 3000 | No | n/a | 72 | 31.1 | 4.75 | IR3030-VV-09L-UC72-BC31.1-TP4.75
IR 3000 SERIES VV | IR3030 VV 09L | Vertical | 900 | 1000 | 3000 | No | n/a | 72 | 31.1 | 6 | IR3030-VV-09L-UC72-BC31.1-TP6
IR 3000 SERIES VV | IR3030 VV 09L | Vertical | 900 | 1000 | 3000 | No | n/a | 72 | 32.2 | 1 | IR3030-VV-09L-UC72-BC32.2-TP1
IR 3000 SERIES VV | IR3030 VV 09L | Vertical | 900 | 1000 | 3000 | No | n/a | 72 | 32.2 | 2.25 | IR3030-VV-09L-UC72-BC32.2-TP2.25
IR 3000 SERIES VV | IR3030 VV 09L | Vertical | 900 | 1000 | 3000 | No | n/a | 72 | 32.2 | 3.5 | IR3030-VV-09L-UC72-BC32.2-TP3.5
IR 3000 SERIES VV | IR3030 VV 09L | Vertical | 900 | 1000 | 3000 | No | n/a | 72 | 32.2 | 4.75 | IR3030-VV-09L-UC72-BC32.2-TP4.75
IR 3000 SERIES VV | IR3030 VV 09L | Vertical | 900 | 1000 | 3000 | No | n/a | 72 | 32.2 | 6 | IR3030-VV-09L-UC72-BC32.2-TP6
IR 3000 SERIES VV | IR3030 VV 09L | Vertical | 900 | 1000 | 3000 | No | n/a | 110 | 27.8 | 1 | IR3030-VV-09L-UC110-BC27.8-TP1
IR 3000 SERIES VV | IR3030 VV 09L | Vertical | 900 | 1000 | 3000 | No | n/a | 110 | 27.8 | 2.25 | IR3030-VV-09L-UC110-BC27.8-TP2.25
IR 3000 SERIES VV | IR3030 VV 09L | Vertical | 900 | 1000 | 3000 | No | n/a | 110 | 27.8 | 3.5 | IR3030-VV-09L-UC110-BC27.8-TP3.5
IR 3000 SERIES VV | IR3030 VV 09L | Vertical | 900 | 1000 | 3000 | No | n/a | 110 | 27.8 | 4.75 | IR3030-VV-09L-UC110-BC27.8-TP4.75
IR 3000 SERIES VV | IR3030 VV 09L | Vertical | 900 | 1000 | 3000 | No | n/a | 110 | 27.8 | 6 | IR3030-VV-09L-UC110-BC27.8-TP6
IR 3000 SERIES VV | IR3030 VV 09L | Vertical | 900 | 1000 | 3000 | No | n/a | 110 | 28.9 | 1 | IR3030-VV-09L-UC110-BC28.9-TP1
IR 3000 SERIES VV | IR3030 VV 09L | Vertical | 900 | 1000 | 3000 | No | n/a | 110 | 28.9 | 2.25 | IR3030-VV-09L-UC110-BC28.9-TP2.25
IR 3000 SERIES VV | IR3030 VV 09L | Vertical | 900 | 1000 | 3000 | No | n/a | 110 | 28.9 | 3.5 | IR3030-VV-09L-UC110-BC28.9-TP3.5
IR 3000 SERIES VV | IR3030 VV 09L | Vertical | 900 | 1000 | 3000 | No | n/a | 110 | 28.9 | 4.75 | IR3030-VV-09L-UC110-BC28.9-TP4.75
IR 3000 SERIES VV | IR3030 VV 09L | Vertical | 900 | 1000 | 3000 | No | n/a | 110 | 28.9 | 6 | IR3030-VV-09L-UC110-BC28.9-TP6
IR 3000 SERIES VV | IR3030 VV 09L | Vertical | 900 | 1000 | 3000 | No | n/a | 110 | 30 | 1 | IR3030-VV-09L-UC110-BC30-TP1
IR 3000 SERIES VV | IR3030 VV 09L | Vertical | 900 | 1000 | 3000 | No | n/a | 110 | 30 | 2.25 | IR3030-VV-09L-UC110-BC30-TP2.25
IR 3000 SERIES VV | IR3030 VV 09L | Vertical | 900 | 1000 | 3000 | No | n/a | 110 | 30 | 3.5 | IR3030-VV-09L-UC110-BC30-TP3.5
IR 3000 SERIES VV | IR3030 VV 09L | Vertical | 900 | 1000 | 3000 | No | n/a | 110 | 30 | 4.75 | IR3030-VV-09L-UC110-BC30-TP4.75
IR 3000 SERIES VV | IR3030 VV 09L | Vertical | 900 | 1000 | 3000 | No | n/a | 110 | 30 | 6 | IR3030-VV-09L-UC110-BC30-TP6
IR 3000 SERIES VV | IR3030 VV 09L | Vertical | 900 | 1000 | 3000 | No | n/a | 110 | 31.1 | 1 | IR3030-VV-09L-UC110-BC31.1-TP1
IR 3000 SERIES VV | IR3030 VV 09L | Vertical | 900 | 1000 | 3000 | No | n/a | 110 | 31.1 | 2.25 | IR3030-VV-09L-UC110-BC31.1-TP2.25
IR 3000 SERIES VV | IR3030 VV 09L | Vertical | 900 | 1000 | 3000 | No | n/a | 110 | 31.1 | 3.5 | IR3030-VV-09L-UC110-BC31.1-TP3.5
IR 3000 SERIES VV | IR3030 VV 09L | Vertical | 900 | 1000 | 3000 | No | n/a | 110 | 31.1 | 4.75 | IR3030-VV-09L-UC110-BC31.1-TP4.75
IR 3000 SERIES VV | IR3030 VV 09L | Vertical | 900 | 1000 | 3000 | No | n/a | 110 | 31.1 | 6 | IR3030-VV-09L-UC110-BC31.1-TP6
IR 3000 SERIES VV | IR3030 VV 09L | Vertical | 900 | 1000 | 3000 | No | n/a | 110 | 32.2 | 1 | IR3030-VV-09L-UC110-BC32.2-TP1
IR 3000 SERIES VV | IR3030 VV 09L | Vertical | 900 | 1000 | 3000 | No | n/a | 110 | 32.2 | 2.25 | IR3030-VV-09L-UC110-BC32.2-TP2.25
IR 3000 SERIES VV | IR3030 VV 09L | Vertical | 900 | 1000 | 3000 | No | n/a | 110 | 32.2 | 3.5 | IR3030-VV-09L-UC110-BC32.2-TP3.5
IR 3000 SERIES VV | IR3030 VV 09L | Vertical | 900 | 1000 | 3000 | No | n/a | 110 | 32.2 | 4.75 | IR3030-VV-09L-UC110-BC32.2-TP4.75
IR 3000 SERIES VV | IR3030 VV 09L | Vertical | 900 | 1000 | 3000 | No | n/a | 110 | 32.2 | 6 | IR3030-VV-09L-UC110-BC32.2-TP6
IR 3000 SERIES VV | IR3015 VV 09M | Vertical | 900 | 1000 | 1500 | No | n/a | 24 | 30 | 1 | IR3015-VV-09M-UC24-BC30-TP1
IR 3000 SERIES VV | IR3015 VV 09M | Vertical | 900 | 1000 | 1500 | No | n/a | 24 | 30 | 2.25 | IR3015-VV-09M-UC24-BC30-TP2.25
IR 3000 SERIES VV | IR3015 VV 09M | Vertical | 900 | 1000 | 1500 | No | n/a | 24 | 30 | 3.5 | IR3015-VV-09M-UC24-BC30-TP3.5
IR 3000 SERIES VV | IR3015 VV 09M | Vertical | 900 | 1000 | 1500 | No | n/a | 24 | 30 | 4.75 | IR3015-VV-09M-UC24-BC30-TP4.75
IR 3000 SERIES VV | IR3015 VV 09M | Vertical | 900 | 1000 | 1500 | No | n/a | 24 | 30 | 6 | IR3015-VV-09M-UC24-BC30-TP6
IR 3000 SERIES VV | IR3015 VV 09M | Vertical | 900 | 1000 | 1500 | No | n/a | 24 | 35 | 1 | IR3015-VV-09M-UC24-BC35-TP1
IR 3000 SERIES VV | IR3015 VV 09M | Vertical | 900 | 1000 | 1500 | No | n/a | 24 | 35 | 2.25 | IR3015-VV-09M-UC24-BC35-TP2.25
IR 3000 SERIES VV | IR3015 VV 09M | Vertical | 900 | 1000 | 1500 | No | n/a | 24 | 35 | 3.5 | IR3015-VV-09M-UC24-BC35-TP3.5
IR 3000 SERIES VV | IR3015 VV 09M | Vertical | 900 | 1000 | 1500 | No | n/a | 24 | 35 | 4.75 | IR3015-VV-09M-UC24-BC35-TP4.75
IR 3000 SERIES VV | IR3015 VV 09M | Vertical | 900 | 1000 | 1500 | No | n/a | 24 | 35 | 6 | IR3015-VV-09M-UC24-BC35-TP6
IR 3000 SERIES VV | IR3015 VV 09M | Vertical | 900 | 1000 | 1500 | No | n/a | 24 | 40 | 1 | IR3015-VV-09M-UC24-BC40-TP1
IR 3000 SERIES VV | IR3015 VV 09M | Vertical | 900 | 1000 | 1500 | No | n/a | 24 | 40 | 2.25 | IR3015-VV-09M-UC24-BC40-TP2.25
IR 3000 SERIES VV | IR3015 VV 09M | Vertical | 900 | 1000 | 1500 | No | n/a | 24 | 40 | 3.5 | IR3015-VV-09M-UC24-BC40-TP3.5
IR 3000 SERIES VV | IR3015 VV 09M | Vertical | 900 | 1000 | 1500 | No | n/a | 24 | 40 | 4.75 | IR3015-VV-09M-UC24-BC40-TP4.75
IR 3000 SERIES VV | IR3015 VV 09M | Vertical | 900 | 1000 | 1500 | No | n/a | 24 | 40 | 6 | IR3015-VV-09M-UC24-BC40-TP6
IR 3000 SERIES VV | IR3015 VV 09M | Vertical | 900 | 1000 | 1500 | No | n/a | 24 | 45 | 1 | IR3015-VV-09M-UC24-BC45-TP1
IR 3000 SERIES VV | IR3015 VV 09M | Vertical | 900 | 1000 | 1500 | No | n/a | 24 | 45 | 2.25 | IR3015-VV-09M-UC24-BC45-TP2.25
IR 3000 SERIES VV | IR3015 VV 09M | Vertical | 900 | 1000 | 1500 | No | n/a | 24 | 45 | 3.5 | IR3015-VV-09M-UC24-BC45-TP3.5
IR 3000 SERIES VV | IR3015 VV 09M | Vertical | 900 | 1000 | 1500 | No | n/a | 24 | 45 | 4.75 | IR3015-VV-09M-UC24-BC45-TP4.75
IR 3000 SERIES VV | IR3015 VV 09M | Vertical | 900 | 1000 | 1500 | No | n/a | 24 | 45 | 6 | IR3015-VV-09M-UC24-BC45-TP6
IR 3000 SERIES VV | IR3015 VV 09M | Vertical | 900 | 1000 | 1500 | No | n/a | 24 | 50 | 1 | IR3015-VV-09M-UC24-BC50-TP1
IR 3000 SERIES VV | IR3015 VV 09M | Vertical | 900 | 1000 | 1500 | No | n/a | 24 | 50 | 2.25 | IR3015-VV-09M-UC24-BC50-TP2.25
IR 3000 SERIES VV | IR3015 VV 09M | Vertical | 900 | 1000 | 1500 | No | n/a | 24 | 50 | 3.5 | IR3015-VV-09M-UC24-BC50-TP3.5
IR 3000 SERIES VV | IR3015 VV 09M | Vertical | 900 | 1000 | 1500 | No | n/a | 24 | 50 | 4.75 | IR3015-VV-09M-UC24-BC50-TP4.75
IR 3000 SERIES VV | IR3015 VV 09M | Vertical | 900 | 1000 | 1500 | No | n/a | 24 | 50 | 6 | IR3015-VV-09M-UC24-BC50-TP6
IR 3000 SERIES VV | IR3015 VV 09M | Vertical | 900 | 1000 | 1500 | No | n/a | 36 | 30 | 1 | IR3015-VV-09M-UC36-BC30-TP1
IR 3000 SERIES VV | IR3015 VV 09M | Vertical | 900 | 1000 | 1500 | No | n/a | 36 | 30 | 2.25 | IR3015-VV-09M-UC36-BC30-TP2.25
IR 3000 SERIES VV | IR3015 VV 09M | Vertical | 900 | 1000 | 1500 | No | n/a | 36 | 30 | 3.5 | IR3015-VV-09M-UC36-BC30-TP3.5
IR 3000 SERIES VV | IR3015 VV 09M | Vertical | 900 | 1000 | 1500 | No | n/a | 36 | 30 | 4.75 | IR3015-VV-09M-UC36-BC30-TP4.75
IR 3000 SERIES VV | IR3015 VV 09M | Vertical | 900 | 1000 | 1500 | No | n/a | 36 | 30 | 6 | IR3015-VV-09M-UC36-BC30-TP6
IR 3000 SERIES VV | IR3015 VV 09M | Vertical | 900 | 1000 | 1500 | No | n/a | 36 | 35 | 1 | IR3015-VV-09M-UC36-BC35-TP1
IR 3000 SERIES VV | IR3015 VV 09M | Vertical | 900 | 1000 | 1500 | No | n/a | 36 | 35 | 2.25 | IR3015-VV-09M-UC36-BC35-TP2.25
IR 3000 SERIES VV | IR3015 VV 09M | Vertical | 900 | 1000 | 1500 | No | n/a | 36 | 35 | 3.5 | IR3015-VV-09M-UC36-BC35-TP3.5
IR 3000 SERIES VV | IR3015 VV 09M | Vertical | 900 | 1000 | 1500 | No | n/a | 36 | 35 | 4.75 | IR3015-VV-09M-UC36-BC35-TP4.75
IR 3000 SERIES VV | IR3015 VV 09M | Vertical | 900 | 1000 | 1500 | No | n/a | 36 | 35 | 6 | IR3015-VV-09M-UC36-BC35-TP6
IR 3000 SERIES VV | IR3015 VV 09M | Vertical | 900 | 1000 | 1500 | No | n/a | 36 | 40 | 1 | IR3015-VV-09M-UC36-BC40-TP1
IR 3000 SERIES VV | IR3015 VV 09M | Vertical | 900 | 1000 | 1500 | No | n/a | 36 | 40 | 2.25 | IR3015-VV-09M-UC36-BC40-TP2.25
IR 3000 SERIES VV | IR3015 VV 09M | Vertical | 900 | 1000 | 1500 | No | n/a | 36 | 40 | 3.5 | IR3015-VV-09M-UC36-BC40-TP3.5
IR 3000 SERIES VV | IR3015 VV 09M | Vertical | 900 | 1000 | 1500 | No | n/a | 36 | 40 | 4.75 | IR3015-VV-09M-UC36-BC40-TP4.75
IR 3000 SERIES VV | IR3015 VV 09M | Vertical | 900 | 1000 | 1500 | No | n/a | 36 | 40 | 6 | IR3015-VV-09M-UC36-BC40-TP6
IR 3000 SERIES VV | IR3015 VV 09M | Vertical | 900 | 1000 | 1500 | No | n/a | 36 | 45 | 1 | IR3015-VV-09M-UC36-BC45-TP1
IR 3000 SERIES VV | IR3015 VV 09M | Vertical | 900 | 1000 | 1500 | No | n/a | 36 | 45 | 2.25 | IR3015-VV-09M-UC36-BC45-TP2.25
IR 3000 SERIES VV | IR3015 VV 09M | Vertical | 900 | 1000 | 1500 | No | n/a | 36 | 45 | 3.5 | IR3015-VV-09M-UC36-BC45-TP3.5
IR 3000 SERIES VV | IR3015 VV 09M | Vertical | 900 | 1000 | 1500 | No | n/a | 36 | 45 | 4.75 | IR3015-VV-09M-UC36-BC45-TP4.75
IR 3000 SERIES VV | IR3015 VV 09M | Vertical | 900 | 1000 | 1500 | No | n/a | 36 | 45 | 6 | IR3015-VV-09M-UC36-BC45-TP6
IR 3000 SERIES VV | IR3015 VV 09M | Vertical | 900 | 1000 | 1500 | No | n/a | 36 | 50 | 1 | IR3015-VV-09M-UC36-BC50-TP1
IR 3000 SERIES VV | IR3015 VV 09M | Vertical | 900 | 1000 | 1500 | No | n/a | 36 | 50 | 2.25 | IR3015-VV-09M-UC36-BC50-TP2.25
IR 3000 SERIES VV | IR3015 VV 09M | Vertical | 900 | 1000 | 1500 | No | n/a | 36 | 50 | 3.5 | IR3015-VV-09M-UC36-BC50-TP3.5
IR 3000 SERIES VV | IR3015 VV 09M | Vertical | 900 | 1000 | 1500 | No | n/a | 36 | 50 | 4.75 | IR3015-VV-09M-UC36-BC50-TP4.75
IR 3000 SERIES VV | IR3015 VV 09M | Vertical | 900 | 1000 | 1500 | No | n/a | 36 | 50 | 6 | IR3015-VV-09M-UC36-BC50-TP6
IR 3000 SERIES VV | IR3015 VV 09M | Vertical | 900 | 1000 | 1500 | No | n/a | 48 | 30 | 1 | IR3015-VV-09M-UC48-BC30-TP1
IR 3000 SERIES VV | IR3015 VV 09M | Vertical | 900 | 1000 | 1500 | No | n/a | 48 | 30 | 2.25 | IR3015-VV-09M-UC48-BC30-TP2.25
IR 3000 SERIES VV | IR3015 VV 09M | Vertical | 900 | 1000 | 1500 | No | n/a | 48 | 30 | 3.5 | IR3015-VV-09M-UC48-BC30-TP3.5
IR 3000 SERIES VV | IR3015 VV 09M | Vertical | 900 | 1000 | 1500 | No | n/a | 48 | 30 | 4.75 | IR3015-VV-09M-UC48-BC30-TP4.75
IR 3000 SERIES VV | IR3015 VV 09M | Vertical | 900 | 1000 | 1500 | No | n/a | 48 | 30 | 6 | IR3015-VV-09M-UC48-BC30-TP6
IR 3000 SERIES VV | IR3015 VV 09M | Vertical | 900 | 1000 | 1500 | No | n/a | 48 | 35 | 1 | IR3015-VV-09M-UC48-BC35-TP1
IR 3000 SERIES VV | IR3015 VV 09M | Vertical | 900 | 1000 | 1500 | No | n/a | 48 | 35 | 2.25 | IR3015-VV-09M-UC48-BC35-TP2.25
IR 3000 SERIES VV | IR3015 VV 09M | Vertical | 900 | 1000 | 1500 | No | n/a | 48 | 35 | 3.5 | IR3015-VV-09M-UC48-BC35-TP3.5
IR 3000 SERIES VV | IR3015 VV 09M | Vertical | 900 | 1000 | 1500 | No | n/a | 48 | 35 | 4.75 | IR3015-VV-09M-UC48-BC35-TP4.75
IR 3000 SERIES VV | IR3015 VV 09M | Vertical | 900 | 1000 | 1500 | No | n/a | 48 | 35 | 6 | IR3015-VV-09M-UC48-BC35-TP6
IR 3000 SERIES VV | IR3015 VV 09M | Vertical | 900 | 1000 | 1500 | No | n/a | 48 | 40 | 1 | IR3015-VV-09M-UC48-BC40-TP1
IR 3000 SERIES VV | IR3015 VV 09M | Vertical | 900 | 1000 | 1500 | No | n/a | 48 | 40 | 2.25 | IR3015-VV-09M-UC48-BC40-TP2.25
IR 3000 SERIES VV | IR3015 VV 09M | Vertical | 900 | 1000 | 1500 | No | n/a | 48 | 40 | 3.5 | IR3015-VV-09M-UC48-BC40-TP3.5
IR 3000 SERIES VV | IR3015 VV 09M | Vertical | 900 | 1000 | 1500 | No | n/a | 48 | 40 | 4.75 | IR3015-VV-09M-UC48-BC40-TP4.75
IR 3000 SERIES VV | IR3015 VV 09M | Vertical | 900 | 1000 | 1500 | No | n/a | 48 | 40 | 6 | IR3015-VV-09M-UC48-BC40-TP6
IR 3000 SERIES VV | IR3015 VV 09M | Vertical | 900 | 1000 | 1500 | No | n/a | 48 | 45 | 1 | IR3015-VV-09M-UC48-BC45-TP1
IR 3000 SERIES VV | IR3015 VV 09M | Vertical | 900 | 1000 | 1500 | No | n/a | 48 | 45 | 2.25 | IR3015-VV-09M-UC48-BC45-TP2.25
IR 3000 SERIES VV | IR3015 VV 09M | Vertical | 900 | 1000 | 1500 | No | n/a | 48 | 45 | 3.5 | IR3015-VV-09M-UC48-BC45-TP3.5
IR 3000 SERIES VV | IR3015 VV 09M | Vertical | 900 | 1000 | 1500 | No | n/a | 48 | 45 | 4.75 | IR3015-VV-09M-UC48-BC45-TP4.75
IR 3000 SERIES VV | IR3015 VV 09M | Vertical | 900 | 1000 | 1500 | No | n/a | 48 | 45 | 6 | IR3015-VV-09M-UC48-BC45-TP6
IR 3000 SERIES VV | IR3015 VV 09M | Vertical | 900 | 1000 | 1500 | No | n/a | 48 | 50 | 1 | IR3015-VV-09M-UC48-BC50-TP1
IR 3000 SERIES VV | IR3015 VV 09M | Vertical | 900 | 1000 | 1500 | No | n/a | 48 | 50 | 2.25 | IR3015-VV-09M-UC48-BC50-TP2.25
IR 3000 SERIES VV | IR3015 VV 09M | Vertical | 900 | 1000 | 1500 | No | n/a | 48 | 50 | 3.5 | IR3015-VV-09M-UC48-BC50-TP3.5
IR 3000 SERIES VV | IR3015 VV 09M | Vertical | 900 | 1000 | 1500 | No | n/a | 48 | 50 | 4.75 | IR3015-VV-09M-UC48-BC50-TP4.75
IR 3000 SERIES VV | IR3015 VV 09M | Vertical | 900 | 1000 | 1500 | No | n/a | 48 | 50 | 6 | IR3015-VV-09M-UC48-BC50-TP6
IR 3000 SERIES VV | IR3015 VV 09M | Vertical | 900 | 1000 | 1500 | No | n/a | 72 | 30 | 1 | IR3015-VV-09M-UC72-BC30-TP1
IR 3000 SERIES VV | IR3015 VV 09M | Vertical | 900 | 1000 | 1500 | No | n/a | 72 | 30 | 2.25 | IR3015-VV-09M-UC72-BC30-TP2.25
IR 3000 SERIES VV | IR3015 VV 09M | Vertical | 900 | 1000 | 1500 | No | n/a | 72 | 30 | 3.5 | IR3015-VV-09M-UC72-BC30-TP3.5
IR 3000 SERIES VV | IR3015 VV 09M | Vertical | 900 | 1000 | 1500 | No | n/a | 72 | 30 | 4.75 | IR3015-VV-09M-UC72-BC30-TP4.75
IR 3000 SERIES VV | IR3015 VV 09M | Vertical | 900 | 1000 | 1500 | No | n/a | 72 | 30 | 6 | IR3015-VV-09M-UC72-BC30-TP6
IR 3000 SERIES VV | IR3015 VV 09M | Vertical | 900 | 1000 | 1500 | No | n/a | 72 | 35 | 1 | IR3015-VV-09M-UC72-BC35-TP1
IR 3000 SERIES VV | IR3015 VV 09M | Vertical | 900 | 1000 | 1500 | No | n/a | 72 | 35 | 2.25 | IR3015-VV-09M-UC72-BC35-TP2.25
IR 3000 SERIES VV | IR3015 VV 09M | Vertical | 900 | 1000 | 1500 | No | n/a | 72 | 35 | 3.5 | IR3015-VV-09M-UC72-BC35-TP3.5
IR 3000 SERIES VV | IR3015 VV 09M | Vertical | 900 | 1000 | 1500 | No | n/a | 72 | 35 | 4.75 | IR3015-VV-09M-UC72-BC35-TP4.75
IR 3000 SERIES VV | IR3015 VV 09M | Vertical | 900 | 1000 | 1500 | No | n/a | 72 | 35 | 6 | IR3015-VV-09M-UC72-BC35-TP6
IR 3000 SERIES VV | IR3015 VV 09M | Vertical | 900 | 1000 | 1500 | No | n/a | 72 | 40 | 1 | IR3015-VV-09M-UC72-BC40-TP1
IR 3000 SERIES VV | IR3015 VV 09M | Vertical | 900 | 1000 | 1500 | No | n/a | 72 | 40 | 2.25 | IR3015-VV-09M-UC72-BC40-TP2.25
IR 3000 SERIES VV | IR3015 VV 09M | Vertical | 900 | 1000 | 1500 | No | n/a | 72 | 40 | 3.5 | IR3015-VV-09M-UC72-BC40-TP3.5
IR 3000 SERIES VV | IR3015 VV 09M | Vertical | 900 | 1000 | 1500 | No | n/a | 72 | 40 | 4.75 | IR3015-VV-09M-UC72-BC40-TP4.75
IR 3000 SERIES VV | IR3015 VV 09M | Vertical | 900 | 1000 | 1500 | No | n/a | 72 | 40 | 6 | IR3015-VV-09M-UC72-BC40-TP6
IR 3000 SERIES VV | IR3015 VV 09M | Vertical | 900 | 1000 | 1500 | No | n/a | 72 | 45 | 1 | IR3015-VV-09M-UC72-BC45-TP1
IR 3000 SERIES VV | IR3015 VV 09M | Vertical | 900 | 1000 | 1500 | No | n/a | 72 | 45 | 2.25 | IR3015-VV-09M-UC72-BC45-TP2.25
IR 3000 SERIES VV | IR3015 VV 09M | Vertical | 900 | 1000 | 1500 | No | n/a | 72 | 45 | 3.5 | IR3015-VV-09M-UC72-BC45-TP3.5
IR 3000 SERIES VV | IR3015 VV 09M | Vertical | 900 | 1000 | 1500 | No | n/a | 72 | 45 | 4.75 | IR3015-VV-09M-UC72-BC45-TP4.75
IR 3000 SERIES VV | IR3015 VV 09M | Vertical | 900 | 1000 | 1500 | No | n/a | 72 | 45 | 6 | IR3015-VV-09M-UC72-BC45-TP6
IR 3000 SERIES VV | IR3015 VV 09M | Vertical | 900 | 1000 | 1500 | No | n/a | 72 | 50 | 1 | IR3015-VV-09M-UC72-BC50-TP1
IR 3000 SERIES VV | IR3015 VV 09M | Vertical | 900 | 1000 | 1500 | No | n/a | 72 | 50 | 2.25 | IR3015-VV-09M-UC72-BC50-TP2.25
IR 3000 SERIES VV | IR3015 VV 09M | Vertical | 900 | 1000 | 1500 | No | n/a | 72 | 50 | 3.5 | IR3015-VV-09M-UC72-BC50-TP3.5
IR 3000 SERIES VV | IR3015 VV 09M | Vertical | 900 | 1000 | 1500 | No | n/a | 72 | 50 | 4.75 | IR3015-VV-09M-UC72-BC50-TP4.75
IR 3000 SERIES VV | IR3015 VV 09M | Vertical | 900 | 1000 | 1500 | No | n/a | 72 | 50 | 6 | IR3015-VV-09M-UC72-BC50-TP6
IR 3000 SERIES VV | IR3015 VV 09M | Vertical | 900 | 1000 | 1500 | No | n/a | 110 | 30 | 1 | IR3015-VV-09M-UC110-BC30-TP1
IR 3000 SERIES VV | IR3015 VV 09M | Vertical | 900 | 1000 | 1500 | No | n/a | 110 | 30 | 2.25 | IR3015-VV-09M-UC110-BC30-TP2.25
IR 3000 SERIES VV | IR3015 VV 09M | Vertical | 900 | 1000 | 1500 | No | n/a | 110 | 30 | 3.5 | IR3015-VV-09M-UC110-BC30-TP3.5
IR 3000 SERIES VV | IR3015 VV 09M | Vertical | 900 | 1000 | 1500 | No | n/a | 110 | 30 | 4.75 | IR3015-VV-09M-UC110-BC30-TP4.75
IR 3000 SERIES VV | IR3015 VV 09M | Vertical | 900 | 1000 | 1500 | No | n/a | 110 | 30 | 6 | IR3015-VV-09M-UC110-BC30-TP6
IR 3000 SERIES VV | IR3015 VV 09M | Vertical | 900 | 1000 | 1500 | No | n/a | 110 | 35 | 1 | IR3015-VV-09M-UC110-BC35-TP1
IR 3000 SERIES VV | IR3015 VV 09M | Vertical | 900 | 1000 | 1500 | No | n/a | 110 | 35 | 2.25 | IR3015-VV-09M-UC110-BC35-TP2.25
IR 3000 SERIES VV | IR3015 VV 09M | Vertical | 900 | 1000 | 1500 | No | n/a | 110 | 35 | 3.5 | IR3015-VV-09M-UC110-BC35-TP3.5
IR 3000 SERIES VV | IR3015 VV 09M | Vertical | 900 | 1000 | 1500 | No | n/a | 110 | 35 | 4.75 | IR3015-VV-09M-UC110-BC35-TP4.75
IR 3000 SERIES VV | IR3015 VV 09M | Vertical | 900 | 1000 | 1500 | No | n/a | 110 | 35 | 6 | IR3015-VV-09M-UC110-BC35-TP6
IR 3000 SERIES VV | IR3015 VV 09M | Vertical | 900 | 1000 | 1500 | No | n/a | 110 | 40 | 1 | IR3015-VV-09M-UC110-BC40-TP1
IR 3000 SERIES VV | IR3015 VV 09M | Vertical | 900 | 1000 | 1500 | No | n/a | 110 | 40 | 2.25 | IR3015-VV-09M-UC110-BC40-TP2.25
IR 3000 SERIES VV | IR3015 VV 09M | Vertical | 900 | 1000 | 1500 | No | n/a | 110 | 40 | 3.5 | IR3015-VV-09M-UC110-BC40-TP3.5
IR 3000 SERIES VV | IR3015 VV 09M | Vertical | 900 | 1000 | 1500 | No | n/a | 110 | 40 | 4.75 | IR3015-VV-09M-UC110-BC40-TP4.75
IR 3000 SERIES VV | IR3015 VV 09M | Vertical | 900 | 1000 | 1500 | No | n/a | 110 | 40 | 6 | IR3015-VV-09M-UC110-BC40-TP6
IR 3000 SERIES VV | IR3015 VV 09M | Vertical | 900 | 1000 | 1500 | No | n/a | 110 | 45 | 1 | IR3015-VV-09M-UC110-BC45-TP1
IR 3000 SERIES VV | IR3015 VV 09M | Vertical | 900 | 1000 | 1500 | No | n/a | 110 | 45 | 2.25 | IR3015-VV-09M-UC110-BC45-TP2.25
IR 3000 SERIES VV | IR3015 VV 09M | Vertical | 900 | 1000 | 1500 | No | n/a | 110 | 45 | 3.5 | IR3015-VV-09M-UC110-BC45-TP3.5
IR 3000 SERIES VV | IR3015 VV 09M | Vertical | 900 | 1000 | 1500 | No | n/a | 110 | 45 | 4.75 | IR3015-VV-09M-UC110-BC45-TP4.75
IR 3000 SERIES VV | IR3015 VV 09M | Vertical | 900 | 1000 | 1500 | No | n/a | 110 | 45 | 6 | IR3015-VV-09M-UC110-BC45-TP6
IR 3000 SERIES VV | IR3015 VV 09M | Vertical | 900 | 1000 | 1500 | No | n/a | 110 | 50 | 1 | IR3015-VV-09M-UC110-BC50-TP1
IR 3000 SERIES VV | IR3015 VV 09M | Vertical | 900 | 1000 | 1500 | No | n/a | 110 | 50 | 2.25 | IR3015-VV-09M-UC110-BC50-TP2.25
IR 3000 SERIES VV | IR3015 VV 09M | Vertical | 900 | 1000 | 1500 | No | n/a | 110 | 50 | 3.5 | IR3015-VV-09M-UC110-BC50-TP3.5
IR 3000 SERIES VV | IR3015 VV 09M | Vertical | 900 | 1000 | 1500 | No | n/a | 110 | 50 | 4.75 | IR3015-VV-09M-UC110-BC50-TP4.75
IR 3000 SERIES VV | IR3015 VV 09M | Vertical | 900 | 1000 | 1500 | No | n/a | 110 | 50 | 6 | IR3015-VV-09M-UC110-BC50-TP6
IR 3000 SERIES VV | IR3030 VV 09M | Vertical | 900 | 1000 | 3000 | No | n/a | 24 | 30 | 1 | IR3030-VV-09M-UC24-BC30-TP1
IR 3000 SERIES VV | IR3030 VV 09M | Vertical | 900 | 1000 | 3000 | No | n/a | 24 | 30 | 2.25 | IR3030-VV-09M-UC24-BC30-TP2.25
IR 3000 SERIES VV | IR3030 VV 09M | Vertical | 900 | 1000 | 3000 | No | n/a | 24 | 30 | 3.5 | IR3030-VV-09M-UC24-BC30-TP3.5
IR 3000 SERIES VV | IR3030 VV 09M | Vertical | 900 | 1000 | 3000 | No | n/a | 24 | 30 | 4.75 | IR3030-VV-09M-UC24-BC30-TP4.75
IR 3000 SERIES VV | IR3030 VV 09M | Vertical | 900 | 1000 | 3000 | No | n/a | 24 | 30 | 6 | IR3030-VV-09M-UC24-BC30-TP6
IR 3000 SERIES VV | IR3030 VV 09M | Vertical | 900 | 1000 | 3000 | No | n/a | 24 | 35 | 1 | IR3030-VV-09M-UC24-BC35-TP1
IR 3000 SERIES VV | IR3030 VV 09M | Vertical | 900 | 1000 | 3000 | No | n/a | 24 | 35 | 2.25 | IR3030-VV-09M-UC24-BC35-TP2.25
IR 3000 SERIES VV | IR3030 VV 09M | Vertical | 900 | 1000 | 3000 | No | n/a | 24 | 35 | 3.5 | IR3030-VV-09M-UC24-BC35-TP3.5
IR 3000 SERIES VV | IR3030 VV 09M | Vertical | 900 | 1000 | 3000 | No | n/a | 24 | 35 | 4.75 | IR3030-VV-09M-UC24-BC35-TP4.75
IR 3000 SERIES VV | IR3030 VV 09M | Vertical | 900 | 1000 | 3000 | No | n/a | 24 | 35 | 6 | IR3030-VV-09M-UC24-BC35-TP6
IR 3000 SERIES VV | IR3030 VV 09M | Vertical | 900 | 1000 | 3000 | No | n/a | 24 | 40 | 1 | IR3030-VV-09M-UC24-BC40-TP1
IR 3000 SERIES VV | IR3030 VV 09M | Vertical | 900 | 1000 | 3000 | No | n/a | 24 | 40 | 2.25 | IR3030-VV-09M-UC24-BC40-TP2.25
IR 3000 SERIES VV | IR3030 VV 09M | Vertical | 900 | 1000 | 3000 | No | n/a | 24 | 40 | 3.5 | IR3030-VV-09M-UC24-BC40-TP3.5
IR 3000 SERIES VV | IR3030 VV 09M | Vertical | 900 | 1000 | 3000 | No | n/a | 24 | 40 | 4.75 | IR3030-VV-09M-UC24-BC40-TP4.75
IR 3000 SERIES VV | IR3030 VV 09M | Vertical | 900 | 1000 | 3000 | No | n/a | 24 | 40 | 6 | IR3030-VV-09M-UC24-BC40-TP6
IR 3000 SERIES VV | IR3030 VV 09M | Vertical | 900 | 1000 | 3000 | No | n/a | 24 | 45 | 1 | IR3030-VV-09M-UC24-BC45-TP1
IR 3000 SERIES VV | IR3030 VV 09M | Vertical | 900 | 1000 | 3000 | No | n/a | 24 | 45 | 2.25 | IR3030-VV-09M-UC24-BC45-TP2.25
IR 3000 SERIES VV | IR3030 VV 09M | Vertical | 900 | 1000 | 3000 | No | n/a | 24 | 45 | 3.5 | IR3030-VV-09M-UC24-BC45-TP3.5
IR 3000 SERIES VV | IR3030 VV 09M | Vertical | 900 | 1000 | 3000 | No | n/a | 24 | 45 | 4.75 | IR3030-VV-09M-UC24-BC45-TP4.75
IR 3000 SERIES VV | IR3030 VV 09M | Vertical | 900 | 1000 | 3000 | No | n/a | 24 | 45 | 6 | IR3030-VV-09M-UC24-BC45-TP6
IR 3000 SERIES VV | IR3030 VV 09M | Vertical | 900 | 1000 | 3000 | No | n/a | 24 | 50 | 1 | IR3030-VV-09M-UC24-BC50-TP1
IR 3000 SERIES VV | IR3030 VV 09M | Vertical | 900 | 1000 | 3000 | No | n/a | 24 | 50 | 2.25 | IR3030-VV-09M-UC24-BC50-TP2.25
IR 3000 SERIES VV | IR3030 VV 09M | Vertical | 900 | 1000 | 3000 | No | n/a | 24 | 50 | 3.5 | IR3030-VV-09M-UC24-BC50-TP3.5
IR 3000 SERIES VV | IR3030 VV 09M | Vertical | 900 | 1000 | 3000 | No | n/a | 24 | 50 | 4.75 | IR3030-VV-09M-UC24-BC50-TP4.75
IR 3000 SERIES VV | IR3030 VV 09M | Vertical | 900 | 1000 | 3000 | No | n/a | 24 | 50 | 6 | IR3030-VV-09M-UC24-BC50-TP6
IR 3000 SERIES VV | IR3030 VV 09M | Vertical | 900 | 1000 | 3000 | No | n/a | 36 | 30 | 1 | IR3030-VV-09M-UC36-BC30-TP1
IR 3000 SERIES VV | IR3030 VV 09M | Vertical | 900 | 1000 | 3000 | No | n/a | 36 | 30 | 2.25 | IR3030-VV-09M-UC36-BC30-TP2.25
IR 3000 SERIES VV | IR3030 VV 09M | Vertical | 900 | 1000 | 3000 | No | n/a | 36 | 30 | 3.5 | IR3030-VV-09M-UC36-BC30-TP3.5
IR 3000 SERIES VV | IR3030 VV 09M | Vertical | 900 | 1000 | 3000 | No | n/a | 36 | 30 | 4.75 | IR3030-VV-09M-UC36-BC30-TP4.75
IR 3000 SERIES VV | IR3030 VV 09M | Vertical | 900 | 1000 | 3000 | No | n/a | 36 | 30 | 6 | IR3030-VV-09M-UC36-BC30-TP6
IR 3000 SERIES VV | IR3030 VV 09M | Vertical | 900 | 1000 | 3000 | No | n/a | 36 | 35 | 1 | IR3030-VV-09M-UC36-BC35-TP1
IR 3000 SERIES VV | IR3030 VV 09M | Vertical | 900 | 1000 | 3000 | No | n/a | 36 | 35 | 2.25 | IR3030-VV-09M-UC36-BC35-TP2.25
IR 3000 SERIES VV | IR3030 VV 09M | Vertical | 900 | 1000 | 3000 | No | n/a | 36 | 35 | 3.5 | IR3030-VV-09M-UC36-BC35-TP3.5
IR 3000 SERIES VV | IR3030 VV 09M | Vertical | 900 | 1000 | 3000 | No | n/a | 36 | 35 | 4.75 | IR3030-VV-09M-UC36-BC35-TP4.75
IR 3000 SERIES VV | IR3030 VV 09M | Vertical | 900 | 1000 | 3000 | No | n/a | 36 | 35 | 6 | IR3030-VV-09M-UC36-BC35-TP6
IR 3000 SERIES VV | IR3030 VV 09M | Vertical | 900 | 1000 | 3000 | No | n/a | 36 | 40 | 1 | IR3030-VV-09M-UC36-BC40-TP1
IR 3000 SERIES VV | IR3030 VV 09M | Vertical | 900 | 1000 | 3000 | No | n/a | 36 | 40 | 2.25 | IR3030-VV-09M-UC36-BC40-TP2.25
IR 3000 SERIES VV | IR3030 VV 09M | Vertical | 900 | 1000 | 3000 | No | n/a | 36 | 40 | 3.5 | IR3030-VV-09M-UC36-BC40-TP3.5
IR 3000 SERIES VV | IR3030 VV 09M | Vertical | 900 | 1000 | 3000 | No | n/a | 36 | 40 | 4.75 | IR3030-VV-09M-UC36-BC40-TP4.75
IR 3000 SERIES VV | IR3030 VV 09M | Vertical | 900 | 1000 | 3000 | No | n/a | 36 | 40 | 6 | IR3030-VV-09M-UC36-BC40-TP6
IR 3000 SERIES VV | IR3030 VV 09M | Vertical | 900 | 1000 | 3000 | No | n/a | 36 | 45 | 1 | IR3030-VV-09M-UC36-BC45-TP1
IR 3000 SERIES VV | IR3030 VV 09M | Vertical | 900 | 1000 | 3000 | No | n/a | 36 | 45 | 2.25 | IR3030-VV-09M-UC36-BC45-TP2.25
IR 3000 SERIES VV | IR3030 VV 09M | Vertical | 900 | 1000 | 3000 | No | n/a | 36 | 45 | 3.5 | IR3030-VV-09M-UC36-BC45-TP3.5
IR 3000 SERIES VV | IR3030 VV 09M | Vertical | 900 | 1000 | 3000 | No | n/a | 36 | 45 | 4.75 | IR3030-VV-09M-UC36-BC45-TP4.75
IR 3000 SERIES VV | IR3030 VV 09M | Vertical | 900 | 1000 | 3000 | No | n/a | 36 | 45 | 6 | IR3030-VV-09M-UC36-BC45-TP6
IR 3000 SERIES VV | IR3030 VV 09M | Vertical | 900 | 1000 | 3000 | No | n/a | 36 | 50 | 1 | IR3030-VV-09M-UC36-BC50-TP1
IR 3000 SERIES VV | IR3030 VV 09M | Vertical | 900 | 1000 | 3000 | No | n/a | 36 | 50 | 2.25 | IR3030-VV-09M-UC36-BC50-TP2.25
IR 3000 SERIES VV | IR3030 VV 09M | Vertical | 900 | 1000 | 3000 | No | n/a | 36 | 50 | 3.5 | IR3030-VV-09M-UC36-BC50-TP3.5
IR 3000 SERIES VV | IR3030 VV 09M | Vertical | 900 | 1000 | 3000 | No | n/a | 36 | 50 | 4.75 | IR3030-VV-09M-UC36-BC50-TP4.75
IR 3000 SERIES VV | IR3030 VV 09M | Vertical | 900 | 1000 | 3000 | No | n/a | 36 | 50 | 6 | IR3030-VV-09M-UC36-BC50-TP6
IR 3000 SERIES VV | IR3030 VV 09M | Vertical | 900 | 1000 | 3000 | No | n/a | 48 | 30 | 1 | IR3030-VV-09M-UC48-BC30-TP1
IR 3000 SERIES VV | IR3030 VV 09M | Vertical | 900 | 1000 | 3000 | No | n/a | 48 | 30 | 2.25 | IR3030-VV-09M-UC48-BC30-TP2.25
IR 3000 SERIES VV | IR3030 VV 09M | Vertical | 900 | 1000 | 3000 | No | n/a | 48 | 30 | 3.5 | IR3030-VV-09M-UC48-BC30-TP3.5
IR 3000 SERIES VV | IR3030 VV 09M | Vertical | 900 | 1000 | 3000 | No | n/a | 48 | 30 | 4.75 | IR3030-VV-09M-UC48-BC30-TP4.75
IR 3000 SERIES VV | IR3030 VV 09M | Vertical | 900 | 1000 | 3000 | No | n/a | 48 | 30 | 6 | IR3030-VV-09M-UC48-BC30-TP6
IR 3000 SERIES VV | IR3030 VV 09M | Vertical | 900 | 1000 | 3000 | No | n/a | 48 | 35 | 1 | IR3030-VV-09M-UC48-BC35-TP1
IR 3000 SERIES VV | IR3030 VV 09M | Vertical | 900 | 1000 | 3000 | No | n/a | 48 | 35 | 2.25 | IR3030-VV-09M-UC48-BC35-TP2.25
IR 3000 SERIES VV | IR3030 VV 09M | Vertical | 900 | 1000 | 3000 | No | n/a | 48 | 35 | 3.5 | IR3030-VV-09M-UC48-BC35-TP3.5
IR 3000 SERIES VV | IR3030 VV 09M | Vertical | 900 | 1000 | 3000 | No | n/a | 48 | 35 | 4.75 | IR3030-VV-09M-UC48-BC35-TP4.75
IR 3000 SERIES VV | IR3030 VV 09M | Vertical | 900 | 1000 | 3000 | No | n/a | 48 | 35 | 6 | IR3030-VV-09M-UC48-BC35-TP6
IR 3000 SERIES VV | IR3030 VV 09M | Vertical | 900 | 1000 | 3000 | No | n/a | 48 | 40 | 1 | IR3030-VV-09M-UC48-BC40-TP1
IR 3000 SERIES VV | IR3030 VV 09M | Vertical | 900 | 1000 | 3000 | No | n/a | 48 | 40 | 2.25 | IR3030-VV-09M-UC48-BC40-TP2.25
IR 3000 SERIES VV | IR3030 VV 09M | Vertical | 900 | 1000 | 3000 | No | n/a | 48 | 40 | 3.5 | IR3030-VV-09M-UC48-BC40-TP3.5
IR 3000 SERIES VV | IR3030 VV 09M | Vertical | 900 | 1000 | 3000 | No | n/a | 48 | 40 | 4.75 | IR3030-VV-09M-UC48-BC40-TP4.75
IR 3000 SERIES VV | IR3030 VV 09M | Vertical | 900 | 1000 | 3000 | No | n/a | 48 | 40 | 6 | IR3030-VV-09M-UC48-BC40-TP6
IR 3000 SERIES VV | IR3030 VV 09M | Vertical | 900 | 1000 | 3000 | No | n/a | 48 | 45 | 1 | IR3030-VV-09M-UC48-BC45-TP1
IR 3000 SERIES VV | IR3030 VV 09M | Vertical | 900 | 1000 | 3000 | No | n/a | 48 | 45 | 2.25 | IR3030-VV-09M-UC48-BC45-TP2.25
IR 3000 SERIES VV | IR3030 VV 09M | Vertical | 900 | 1000 | 3000 | No | n/a | 48 | 45 | 3.5 | IR3030-VV-09M-UC48-BC45-TP3.5
IR 3000 SERIES VV | IR3030 VV 09M | Vertical | 900 | 1000 | 3000 | No | n/a | 48 | 45 | 4.75 | IR3030-VV-09M-UC48-BC45-TP4.75
IR 3000 SERIES VV | IR3030 VV 09M | Vertical | 900 | 1000 | 3000 | No | n/a | 48 | 45 | 6 | IR3030-VV-09M-UC48-BC45-TP6
IR 3000 SERIES VV | IR3030 VV 09M | Vertical | 900 | 1000 | 3000 | No | n/a | 48 | 50 | 1 | IR3030-VV-09M-UC48-BC50-TP1
IR 3000 SERIES VV | IR3030 VV 09M | Vertical | 900 | 1000 | 3000 | No | n/a | 48 | 50 | 2.25 | IR3030-VV-09M-UC48-BC50-TP2.25
IR 3000 SERIES VV | IR3030 VV 09M | Vertical | 900 | 1000 | 3000 | No | n/a | 48 | 50 | 3.5 | IR3030-VV-09M-UC48-BC50-TP3.5
IR 3000 SERIES VV | IR3030 VV 09M | Vertical | 900 | 1000 | 3000 | No | n/a | 48 | 50 | 4.75 | IR3030-VV-09M-UC48-BC50-TP4.75
IR 3000 SERIES VV | IR3030 VV 09M | Vertical | 900 | 1000 | 3000 | No | n/a | 48 | 50 | 6 | IR3030-VV-09M-UC48-BC50-TP6
IR 3000 SERIES VV | IR3030 VV 09M | Vertical | 900 | 1000 | 3000 | No | n/a | 72 | 30 | 1 | IR3030-VV-09M-UC72-BC30-TP1
IR 3000 SERIES VV | IR3030 VV 09M | Vertical | 900 | 1000 | 3000 | No | n/a | 72 | 30 | 2.25 | IR3030-VV-09M-UC72-BC30-TP2.25
IR 3000 SERIES VV | IR3030 VV 09M | Vertical | 900 | 1000 | 3000 | No | n/a | 72 | 30 | 3.5 | IR3030-VV-09M-UC72-BC30-TP3.5
IR 3000 SERIES VV | IR3030 VV 09M | Vertical | 900 | 1000 | 3000 | No | n/a | 72 | 30 | 4.75 | IR3030-VV-09M-UC72-BC30-TP4.75
IR 3000 SERIES VV | IR3030 VV 09M | Vertical | 900 | 1000 | 3000 | No | n/a | 72 | 30 | 6 | IR3030-VV-09M-UC72-BC30-TP6
IR 3000 SERIES VV | IR3030 VV 09M | Vertical | 900 | 1000 | 3000 | No | n/a | 72 | 35 | 1 | IR3030-VV-09M-UC72-BC35-TP1
IR 3000 SERIES VV | IR3030 VV 09M | Vertical | 900 | 1000 | 3000 | No | n/a | 72 | 35 | 2.25 | IR3030-VV-09M-UC72-BC35-TP2.25
IR 3000 SERIES VV | IR3030 VV 09M | Vertical | 900 | 1000 | 3000 | No | n/a | 72 | 35 | 3.5 | IR3030-VV-09M-UC72-BC35-TP3.5
IR 3000 SERIES VV | IR3030 VV 09M | Vertical | 900 | 1000 | 3000 | No | n/a | 72 | 35 | 4.75 | IR3030-VV-09M-UC72-BC35-TP4.75
IR 3000 SERIES VV | IR3030 VV 09M | Vertical | 900 | 1000 | 3000 | No | n/a | 72 | 35 | 6 | IR3030-VV-09M-UC72-BC35-TP6
IR 3000 SERIES VV | IR3030 VV 09M | Vertical | 900 | 1000 | 3000 | No | n/a | 72 | 40 | 1 | IR3030-VV-09M-UC72-BC40-TP1
IR 3000 SERIES VV | IR3030 VV 09M | Vertical | 900 | 1000 | 3000 | No | n/a | 72 | 40 | 2.25 | IR3030-VV-09M-UC72-BC40-TP2.25
IR 3000 SERIES VV | IR3030 VV 09M | Vertical | 900 | 1000 | 3000 | No | n/a | 72 | 40 | 3.5 | IR3030-VV-09M-UC72-BC40-TP3.5
IR 3000 SERIES VV | IR3030 VV 09M | Vertical | 900 | 1000 | 3000 | No | n/a | 72 | 40 | 4.75 | IR3030-VV-09M-UC72-BC40-TP4.75
IR 3000 SERIES VV | IR3030 VV 09M | Vertical | 900 | 1000 | 3000 | No | n/a | 72 | 40 | 6 | IR3030-VV-09M-UC72-BC40-TP6
IR 3000 SERIES VV | IR3030 VV 09M | Vertical | 900 | 1000 | 3000 | No | n/a | 72 | 45 | 1 | IR3030-VV-09M-UC72-BC45-TP1
IR 3000 SERIES VV | IR3030 VV 09M | Vertical | 900 | 1000 | 3000 | No | n/a | 72 | 45 | 2.25 | IR3030-VV-09M-UC72-BC45-TP2.25
IR 3000 SERIES VV | IR3030 VV 09M | Vertical | 900 | 1000 | 3000 | No | n/a | 72 | 45 | 3.5 | IR3030-VV-09M-UC72-BC45-TP3.5
IR 3000 SERIES VV | IR3030 VV 09M | Vertical | 900 | 1000 | 3000 | No | n/a | 72 | 45 | 4.75 | IR3030-VV-09M-UC72-BC45-TP4.75
IR 3000 SERIES VV | IR3030 VV 09M | Vertical | 900 | 1000 | 3000 | No | n/a | 72 | 45 | 6 | IR3030-VV-09M-UC72-BC45-TP6
IR 3000 SERIES VV | IR3030 VV 09M | Vertical | 900 | 1000 | 3000 | No | n/a | 72 | 50 | 1 | IR3030-VV-09M-UC72-BC50-TP1
IR 3000 SERIES VV | IR3030 VV 09M | Vertical | 900 | 1000 | 3000 | No | n/a | 72 | 50 | 2.25 | IR3030-VV-09M-UC72-BC50-TP2.25
IR 3000 SERIES VV | IR3030 VV 09M | Vertical | 900 | 1000 | 3000 | No | n/a | 72 | 50 | 3.5 | IR3030-VV-09M-UC72-BC50-TP3.5
IR 3000 SERIES VV | IR3030 VV 09M | Vertical | 900 | 1000 | 3000 | No | n/a | 72 | 50 | 4.75 | IR3030-VV-09M-UC72-BC50-TP4.75
IR 3000 SERIES VV | IR3030 VV 09M | Vertical | 900 | 1000 | 3000 | No | n/a | 72 | 50 | 6 | IR3030-VV-09M-UC72-BC50-TP6
IR 3000 SERIES VV | IR3030 VV 09M | Vertical | 900 | 1000 | 3000 | No | n/a | 110 | 30 | 1 | IR3030-VV-09M-UC110-BC30-TP1
IR 3000 SERIES VV | IR3030 VV 09M | Vertical | 900 | 1000 | 3000 | No | n/a | 110 | 30 | 2.25 | IR3030-VV-09M-UC110-BC30-TP2.25
IR 3000 SERIES VV | IR3030 VV 09M | Vertical | 900 | 1000 | 3000 | No | n/a | 110 | 30 | 3.5 | IR3030-VV-09M-UC110-BC30-TP3.5
IR 3000 SERIES VV | IR3030 VV 09M | Vertical | 900 | 1000 | 3000 | No | n/a | 110 | 30 | 4.75 | IR3030-VV-09M-UC110-BC30-TP4.75
IR 3000 SERIES VV | IR3030 VV 09M | Vertical | 900 | 1000 | 3000 | No | n/a | 110 | 30 | 6 | IR3030-VV-09M-UC110-BC30-TP6
IR 3000 SERIES VV | IR3030 VV 09M | Vertical | 900 | 1000 | 3000 | No | n/a | 110 | 35 | 1 | IR3030-VV-09M-UC110-BC35-TP1
IR 3000 SERIES VV | IR3030 VV 09M | Vertical | 900 | 1000 | 3000 | No | n/a | 110 | 35 | 2.25 | IR3030-VV-09M-UC110-BC35-TP2.25
IR 3000 SERIES VV | IR3030 VV 09M | Vertical | 900 | 1000 | 3000 | No | n/a | 110 | 35 | 3.5 | IR3030-VV-09M-UC110-BC35-TP3.5
IR 3000 SERIES VV | IR3030 VV 09M | Vertical | 900 | 1000 | 3000 | No | n/a | 110 | 35 | 4.75 | IR3030-VV-09M-UC110-BC35-TP4.75
IR 3000 SERIES VV | IR3030 VV 09M | Vertical | 900 | 1000 | 3000 | No | n/a | 110 | 35 | 6 | IR3030-VV-09M-UC110-BC35-TP6
IR 3000 SERIES VV | IR3030 VV 09M | Vertical | 900 | 1000 | 3000 | No | n/a | 110 | 40 | 1 | IR3030-VV-09M-UC110-BC40-TP1
IR 3000 SERIES VV | IR3030 VV 09M | Vertical | 900 | 1000 | 3000 | No | n/a | 110 | 40 | 2.25 | IR3030-VV-09M-UC110-BC40-TP2.25
IR 3000 SERIES VV | IR3030 VV 09M | Vertical | 900 | 1000 | 3000 | No | n/a | 110 | 40 | 3.5 | IR3030-VV-09M-UC110-BC40-TP3.5
IR 3000 SERIES VV | IR3030 VV 09M | Vertical | 900 | 1000 | 3000 | No | n/a | 110 | 40 | 4.75 | IR3030-VV-09M-UC110-BC40-TP4.75
IR 3000 SERIES VV | IR3030 VV 09M | Vertical | 900 | 1000 | 3000 | No | n/a | 110 | 40 | 6 | IR3030-VV-09M-UC110-BC40-TP6
IR 3000 SERIES VV | IR3030 VV 09M | Vertical | 900 | 1000 | 3000 | No | n/a | 110 | 45 | 1 | IR3030-VV-09M-UC110-BC45-TP1
IR 3000 SERIES VV | IR3030 VV 09M | Vertical | 900 | 1000 | 3000 | No | n/a | 110 | 45 | 2.25 | IR3030-VV-09M-UC110-BC45-TP2.25
IR 3000 SERIES VV | IR3030 VV 09M | Vertical | 900 | 1000 | 3000 | No | n/a | 110 | 45 | 3.5 | IR3030-VV-09M-UC110-BC45-TP3.5
IR 3000 SERIES VV | IR3030 VV 09M | Vertical | 900 | 1000 | 3000 | No | n/a | 110 | 45 | 4.75 | IR3030-VV-09M-UC110-BC45-TP4.75
IR 3000 SERIES VV | IR3030 VV 09M | Vertical | 900 | 1000 | 3000 | No | n/a | 110 | 45 | 6 | IR3030-VV-09M-UC110-BC45-TP6
IR 3000 SERIES VV | IR3030 VV 09M | Vertical | 900 | 1000 | 3000 | No | n/a | 110 | 50 | 1 | IR3030-VV-09M-UC110-BC50-TP1
IR 3000 SERIES VV | IR3030 VV 09M | Vertical | 900 | 1000 | 3000 | No | n/a | 110 | 50 | 2.25 | IR3030-VV-09M-UC110-BC50-TP2.25
IR 3000 SERIES VV | IR3030 VV 09M | Vertical | 900 | 1000 | 3000 | No | n/a | 110 | 50 | 3.5 | IR3030-VV-09M-UC110-BC50-TP3.5
IR 3000 SERIES VV | IR3030 VV 09M | Vertical | 900 | 1000 | 3000 | No | n/a | 110 | 50 | 4.75 | IR3030-VV-09M-UC110-BC50-TP4.75
IR 3000 SERIES VV | IR3030 VV 09M | Vertical | 900 | 1000 | 3000 | No | n/a | 110 | 50 | 6 | IR3030-VV-09M-UC110-BC50-TP6
IR 3000 SERIES VV | IR3015 VV 18M | Vertical | 1800 | 2000 | 1500 | No | n/a | 24 | 27.8 | 1 | IR3015-VV-18M-UC24-BC27.8-TP1
IR 3000 SERIES VV | IR3015 VV 18M | Vertical | 1800 | 2000 | 1500 | No | n/a | 24 | 27.8 | 2.25 | IR3015-VV-18M-UC24-BC27.8-TP2.25
IR 3000 SERIES VV | IR3015 VV 18M | Vertical | 1800 | 2000 | 1500 | No | n/a | 24 | 27.8 | 3.5 | IR3015-VV-18M-UC24-BC27.8-TP3.5
IR 3000 SERIES VV | IR3015 VV 18M | Vertical | 1800 | 2000 | 1500 | No | n/a | 24 | 27.8 | 4.75 | IR3015-VV-18M-UC24-BC27.8-TP4.75
IR 3000 SERIES VV | IR3015 VV 18M | Vertical | 1800 | 2000 | 1500 | No | n/a | 24 | 27.8 | 6 | IR3015-VV-18M-UC24-BC27.8-TP6
IR 3000 SERIES VV | IR3015 VV 18M | Vertical | 1800 | 2000 | 1500 | No | n/a | 24 | 28.9 | 1 | IR3015-VV-18M-UC24-BC28.9-TP1
IR 3000 SERIES VV | IR3015 VV 18M | Vertical | 1800 | 2000 | 1500 | No | n/a | 24 | 28.9 | 2.25 | IR3015-VV-18M-UC24-BC28.9-TP2.25
IR 3000 SERIES VV | IR3015 VV 18M | Vertical | 1800 | 2000 | 1500 | No | n/a | 24 | 28.9 | 3.5 | IR3015-VV-18M-UC24-BC28.9-TP3.5
IR 3000 SERIES VV | IR3015 VV 18M | Vertical | 1800 | 2000 | 1500 | No | n/a | 24 | 28.9 | 4.75 | IR3015-VV-18M-UC24-BC28.9-TP4.75
IR 3000 SERIES VV | IR3015 VV 18M | Vertical | 1800 | 2000 | 1500 | No | n/a | 24 | 28.9 | 6 | IR3015-VV-18M-UC24-BC28.9-TP6
IR 3000 SERIES VV | IR3015 VV 18M | Vertical | 1800 | 2000 | 1500 | No | n/a | 24 | 30 | 1 | IR3015-VV-18M-UC24-BC30-TP1
IR 3000 SERIES VV | IR3015 VV 18M | Vertical | 1800 | 2000 | 1500 | No | n/a | 24 | 30 | 2.25 | IR3015-VV-18M-UC24-BC30-TP2.25
IR 3000 SERIES VV | IR3015 VV 18M | Vertical | 1800 | 2000 | 1500 | No | n/a | 24 | 30 | 3.5 | IR3015-VV-18M-UC24-BC30-TP3.5
IR 3000 SERIES VV | IR3015 VV 18M | Vertical | 1800 | 2000 | 1500 | No | n/a | 24 | 30 | 4.75 | IR3015-VV-18M-UC24-BC30-TP4.75
IR 3000 SERIES VV | IR3015 VV 18M | Vertical | 1800 | 2000 | 1500 | No | n/a | 24 | 30 | 6 | IR3015-VV-18M-UC24-BC30-TP6
IR 3000 SERIES VV | IR3015 VV 18M | Vertical | 1800 | 2000 | 1500 | No | n/a | 24 | 31.1 | 1 | IR3015-VV-18M-UC24-BC31.1-TP1
IR 3000 SERIES VV | IR3015 VV 18M | Vertical | 1800 | 2000 | 1500 | No | n/a | 24 | 31.1 | 2.25 | IR3015-VV-18M-UC24-BC31.1-TP2.25
IR 3000 SERIES VV | IR3015 VV 18M | Vertical | 1800 | 2000 | 1500 | No | n/a | 24 | 31.1 | 3.5 | IR3015-VV-18M-UC24-BC31.1-TP3.5
IR 3000 SERIES VV | IR3015 VV 18M | Vertical | 1800 | 2000 | 1500 | No | n/a | 24 | 31.1 | 4.75 | IR3015-VV-18M-UC24-BC31.1-TP4.75
IR 3000 SERIES VV | IR3015 VV 18M | Vertical | 1800 | 2000 | 1500 | No | n/a | 24 | 31.1 | 6 | IR3015-VV-18M-UC24-BC31.1-TP6
IR 3000 SERIES VV | IR3015 VV 18M | Vertical | 1800 | 2000 | 1500 | No | n/a | 24 | 32.2 | 1 | IR3015-VV-18M-UC24-BC32.2-TP1
IR 3000 SERIES VV | IR3015 VV 18M | Vertical | 1800 | 2000 | 1500 | No | n/a | 24 | 32.2 | 2.25 | IR3015-VV-18M-UC24-BC32.2-TP2.25
IR 3000 SERIES VV | IR3015 VV 18M | Vertical | 1800 | 2000 | 1500 | No | n/a | 24 | 32.2 | 3.5 | IR3015-VV-18M-UC24-BC32.2-TP3.5
IR 3000 SERIES VV | IR3015 VV 18M | Vertical | 1800 | 2000 | 1500 | No | n/a | 24 | 32.2 | 4.75 | IR3015-VV-18M-UC24-BC32.2-TP4.75
IR 3000 SERIES VV | IR3015 VV 18M | Vertical | 1800 | 2000 | 1500 | No | n/a | 24 | 32.2 | 6 | IR3015-VV-18M-UC24-BC32.2-TP6
IR 3000 SERIES VV | IR3015 VV 18M | Vertical | 1800 | 2000 | 1500 | No | n/a | 36 | 27.8 | 1 | IR3015-VV-18M-UC36-BC27.8-TP1
IR 3000 SERIES VV | IR3015 VV 18M | Vertical | 1800 | 2000 | 1500 | No | n/a | 36 | 27.8 | 2.25 | IR3015-VV-18M-UC36-BC27.8-TP2.25
IR 3000 SERIES VV | IR3015 VV 18M | Vertical | 1800 | 2000 | 1500 | No | n/a | 36 | 27.8 | 3.5 | IR3015-VV-18M-UC36-BC27.8-TP3.5
IR 3000 SERIES VV | IR3015 VV 18M | Vertical | 1800 | 2000 | 1500 | No | n/a | 36 | 27.8 | 4.75 | IR3015-VV-18M-UC36-BC27.8-TP4.75
IR 3000 SERIES VV | IR3015 VV 18M | Vertical | 1800 | 2000 | 1500 | No | n/a | 36 | 27.8 | 6 | IR3015-VV-18M-UC36-BC27.8-TP6
IR 3000 SERIES VV | IR3015 VV 18M | Vertical | 1800 | 2000 | 1500 | No | n/a | 36 | 28.9 | 1 | IR3015-VV-18M-UC36-BC28.9-TP1
IR 3000 SERIES VV | IR3015 VV 18M | Vertical | 1800 | 2000 | 1500 | No | n/a | 36 | 28.9 | 2.25 | IR3015-VV-18M-UC36-BC28.9-TP2.25
IR 3000 SERIES VV | IR3015 VV 18M | Vertical | 1800 | 2000 | 1500 | No | n/a | 36 | 28.9 | 3.5 | IR3015-VV-18M-UC36-BC28.9-TP3.5
IR 3000 SERIES VV | IR3015 VV 18M | Vertical | 1800 | 2000 | 1500 | No | n/a | 36 | 28.9 | 4.75 | IR3015-VV-18M-UC36-BC28.9-TP4.75
IR 3000 SERIES VV | IR3015 VV 18M | Vertical | 1800 | 2000 | 1500 | No | n/a | 36 | 28.9 | 6 | IR3015-VV-18M-UC36-BC28.9-TP6
IR 3000 SERIES VV | IR3015 VV 18M | Vertical | 1800 | 2000 | 1500 | No | n/a | 36 | 30 | 1 | IR3015-VV-18M-UC36-BC30-TP1
IR 3000 SERIES VV | IR3015 VV 18M | Vertical | 1800 | 2000 | 1500 | No | n/a | 36 | 30 | 2.25 | IR3015-VV-18M-UC36-BC30-TP2.25
IR 3000 SERIES VV | IR3015 VV 18M | Vertical | 1800 | 2000 | 1500 | No | n/a | 36 | 30 | 3.5 | IR3015-VV-18M-UC36-BC30-TP3.5
IR 3000 SERIES VV | IR3015 VV 18M | Vertical | 1800 | 2000 | 1500 | No | n/a | 36 | 30 | 4.75 | IR3015-VV-18M-UC36-BC30-TP4.75
IR 3000 SERIES VV | IR3015 VV 18M | Vertical | 1800 | 2000 | 1500 | No | n/a | 36 | 30 | 6 | IR3015-VV-18M-UC36-BC30-TP6
IR 3000 SERIES VV | IR3015 VV 18M | Vertical | 1800 | 2000 | 1500 | No | n/a | 36 | 31.1 | 1 | IR3015-VV-18M-UC36-BC31.1-TP1
IR 3000 SERIES VV | IR3015 VV 18M | Vertical | 1800 | 2000 | 1500 | No | n/a | 36 | 31.1 | 2.25 | IR3015-VV-18M-UC36-BC31.1-TP2.25
IR 3000 SERIES VV | IR3015 VV 18M | Vertical | 1800 | 2000 | 1500 | No | n/a | 36 | 31.1 | 3.5 | IR3015-VV-18M-UC36-BC31.1-TP3.5
IR 3000 SERIES VV | IR3015 VV 18M | Vertical | 1800 | 2000 | 1500 | No | n/a | 36 | 31.1 | 4.75 | IR3015-VV-18M-UC36-BC31.1-TP4.75
IR 3000 SERIES VV | IR3015 VV 18M | Vertical | 1800 | 2000 | 1500 | No | n/a | 36 | 31.1 | 6 | IR3015-VV-18M-UC36-BC31.1-TP6
IR 3000 SERIES VV | IR3015 VV 18M | Vertical | 1800 | 2000 | 1500 | No | n/a | 36 | 32.2 | 1 | IR3015-VV-18M-UC36-BC32.2-TP1
IR 3000 SERIES VV | IR3015 VV 18M | Vertical | 1800 | 2000 | 1500 | No | n/a | 36 | 32.2 | 2.25 | IR3015-VV-18M-UC36-BC32.2-TP2.25
IR 3000 SERIES VV | IR3015 VV 18M | Vertical | 1800 | 2000 | 1500 | No | n/a | 36 | 32.2 | 3.5 | IR3015-VV-18M-UC36-BC32.2-TP3.5
IR 3000 SERIES VV | IR3015 VV 18M | Vertical | 1800 | 2000 | 1500 | No | n/a | 36 | 32.2 | 4.75 | IR3015-VV-18M-UC36-BC32.2-TP4.75
IR 3000 SERIES VV | IR3015 VV 18M | Vertical | 1800 | 2000 | 1500 | No | n/a | 36 | 32.2 | 6 | IR3015-VV-18M-UC36-BC32.2-TP6
IR 3000 SERIES VV | IR3015 VV 18M | Vertical | 1800 | 2000 | 1500 | No | n/a | 48 | 27.8 | 1 | IR3015-VV-18M-UC48-BC27.8-TP1
IR 3000 SERIES VV | IR3015 VV 18M | Vertical | 1800 | 2000 | 1500 | No | n/a | 48 | 27.8 | 2.25 | IR3015-VV-18M-UC48-BC27.8-TP2.25
IR 3000 SERIES VV | IR3015 VV 18M | Vertical | 1800 | 2000 | 1500 | No | n/a | 48 | 27.8 | 3.5 | IR3015-VV-18M-UC48-BC27.8-TP3.5
IR 3000 SERIES VV | IR3015 VV 18M | Vertical | 1800 | 2000 | 1500 | No | n/a | 48 | 27.8 | 4.75 | IR3015-VV-18M-UC48-BC27.8-TP4.75
IR 3000 SERIES VV | IR3015 VV 18M | Vertical | 1800 | 2000 | 1500 | No | n/a | 48 | 27.8 | 6 | IR3015-VV-18M-UC48-BC27.8-TP6
IR 3000 SERIES VV | IR3015 VV 18M | Vertical | 1800 | 2000 | 1500 | No | n/a | 48 | 28.9 | 1 | IR3015-VV-18M-UC48-BC28.9-TP1
IR 3000 SERIES VV | IR3015 VV 18M | Vertical | 1800 | 2000 | 1500 | No | n/a | 48 | 28.9 | 2.25 | IR3015-VV-18M-UC48-BC28.9-TP2.25
IR 3000 SERIES VV | IR3015 VV 18M | Vertical | 1800 | 2000 | 1500 | No | n/a | 48 | 28.9 | 3.5 | IR3015-VV-18M-UC48-BC28.9-TP3.5
IR 3000 SERIES VV | IR3015 VV 18M | Vertical | 1800 | 2000 | 1500 | No | n/a | 48 | 28.9 | 4.75 | IR3015-VV-18M-UC48-BC28.9-TP4.75
IR 3000 SERIES VV | IR3015 VV 18M | Vertical | 1800 | 2000 | 1500 | No | n/a | 48 | 28.9 | 6 | IR3015-VV-18M-UC48-BC28.9-TP6
IR 3000 SERIES VV | IR3015 VV 18M | Vertical | 1800 | 2000 | 1500 | No | n/a | 48 | 30 | 1 | IR3015-VV-18M-UC48-BC30-TP1
IR 3000 SERIES VV | IR3015 VV 18M | Vertical | 1800 | 2000 | 1500 | No | n/a | 48 | 30 | 2.25 | IR3015-VV-18M-UC48-BC30-TP2.25
IR 3000 SERIES VV | IR3015 VV 18M | Vertical | 1800 | 2000 | 1500 | No | n/a | 48 | 30 | 3.5 | IR3015-VV-18M-UC48-BC30-TP3.5
IR 3000 SERIES VV | IR3015 VV 18M | Vertical | 1800 | 2000 | 1500 | No | n/a | 48 | 30 | 4.75 | IR3015-VV-18M-UC48-BC30-TP4.75
IR 3000 SERIES VV | IR3015 VV 18M | Vertical | 1800 | 2000 | 1500 | No | n/a | 48 | 30 | 6 | IR3015-VV-18M-UC48-BC30-TP6
IR 3000 SERIES VV | IR3015 VV 18M | Vertical | 1800 | 2000 | 1500 | No | n/a | 48 | 31.1 | 1 | IR3015-VV-18M-UC48-BC31.1-TP1
IR 3000 SERIES VV | IR3015 VV 18M | Vertical | 1800 | 2000 | 1500 | No | n/a | 48 | 31.1 | 2.25 | IR3015-VV-18M-UC48-BC31.1-TP2.25
IR 3000 SERIES VV | IR3015 VV 18M | Vertical | 1800 | 2000 | 1500 | No | n/a | 48 | 31.1 | 3.5 | IR3015-VV-18M-UC48-BC31.1-TP3.5
IR 3000 SERIES VV | IR3015 VV 18M | Vertical | 1800 | 2000 | 1500 | No | n/a | 48 | 31.1 | 4.75 | IR3015-VV-18M-UC48-BC31.1-TP4.75
IR 3000 SERIES VV | IR3015 VV 18M | Vertical | 1800 | 2000 | 1500 | No | n/a | 48 | 31.1 | 6 | IR3015-VV-18M-UC48-BC31.1-TP6
IR 3000 SERIES VV | IR3015 VV 18M | Vertical | 1800 | 2000 | 1500 | No | n/a | 48 | 32.2 | 1 | IR3015-VV-18M-UC48-BC32.2-TP1
IR 3000 SERIES VV | IR3015 VV 18M | Vertical | 1800 | 2000 | 1500 | No | n/a | 48 | 32.2 | 2.25 | IR3015-VV-18M-UC48-BC32.2-TP2.25
IR 3000 SERIES VV | IR3015 VV 18M | Vertical | 1800 | 2000 | 1500 | No | n/a | 48 | 32.2 | 3.5 | IR3015-VV-18M-UC48-BC32.2-TP3.5
IR 3000 SERIES VV | IR3015 VV 18M | Vertical | 1800 | 2000 | 1500 | No | n/a | 48 | 32.2 | 4.75 | IR3015-VV-18M-UC48-BC32.2-TP4.75
IR 3000 SERIES VV | IR3015 VV 18M | Vertical | 1800 | 2000 | 1500 | No | n/a | 48 | 32.2 | 6 | IR3015-VV-18M-UC48-BC32.2-TP6
IR 3000 SERIES VV | IR3015 VV 18M | Vertical | 1800 | 2000 | 1500 | No | n/a | 72 | 27.8 | 1 | IR3015-VV-18M-UC72-BC27.8-TP1
IR 3000 SERIES VV | IR3015 VV 18M | Vertical | 1800 | 2000 | 1500 | No | n/a | 72 | 27.8 | 2.25 | IR3015-VV-18M-UC72-BC27.8-TP2.25
IR 3000 SERIES VV | IR3015 VV 18M | Vertical | 1800 | 2000 | 1500 | No | n/a | 72 | 27.8 | 3.5 | IR3015-VV-18M-UC72-BC27.8-TP3.5
IR 3000 SERIES VV | IR3015 VV 18M | Vertical | 1800 | 2000 | 1500 | No | n/a | 72 | 27.8 | 4.75 | IR3015-VV-18M-UC72-BC27.8-TP4.75
IR 3000 SERIES VV | IR3015 VV 18M | Vertical | 1800 | 2000 | 1500 | No | n/a | 72 | 27.8 | 6 | IR3015-VV-18M-UC72-BC27.8-TP6
IR 3000 SERIES VV | IR3015 VV 18M | Vertical | 1800 | 2000 | 1500 | No | n/a | 72 | 28.9 | 1 | IR3015-VV-18M-UC72-BC28.9-TP1
IR 3000 SERIES VV | IR3015 VV 18M | Vertical | 1800 | 2000 | 1500 | No | n/a | 72 | 28.9 | 2.25 | IR3015-VV-18M-UC72-BC28.9-TP2.25
IR 3000 SERIES VV | IR3015 VV 18M | Vertical | 1800 | 2000 | 1500 | No | n/a | 72 | 28.9 | 3.5 | IR3015-VV-18M-UC72-BC28.9-TP3.5
IR 3000 SERIES VV | IR3015 VV 18M | Vertical | 1800 | 2000 | 1500 | No | n/a | 72 | 28.9 | 4.75 | IR3015-VV-18M-UC72-BC28.9-TP4.75
IR 3000 SERIES VV | IR3015 VV 18M | Vertical | 1800 | 2000 | 1500 | No | n/a | 72 | 28.9 | 6 | IR3015-VV-18M-UC72-BC28.9-TP6
IR 3000 SERIES VV | IR3015 VV 18M | Vertical | 1800 | 2000 | 1500 | No | n/a | 72 | 30 | 1 | IR3015-VV-18M-UC72-BC30-TP1
IR 3000 SERIES VV | IR3015 VV 18M | Vertical | 1800 | 2000 | 1500 | No | n/a | 72 | 30 | 2.25 | IR3015-VV-18M-UC72-BC30-TP2.25
IR 3000 SERIES VV | IR3015 VV 18M | Vertical | 1800 | 2000 | 1500 | No | n/a | 72 | 30 | 3.5 | IR3015-VV-18M-UC72-BC30-TP3.5
IR 3000 SERIES VV | IR3015 VV 18M | Vertical | 1800 | 2000 | 1500 | No | n/a | 72 | 30 | 4.75 | IR3015-VV-18M-UC72-BC30-TP4.75
IR 3000 SERIES VV | IR3015 VV 18M | Vertical | 1800 | 2000 | 1500 | No | n/a | 72 | 30 | 6 | IR3015-VV-18M-UC72-BC30-TP6
IR 3000 SERIES VV | IR3015 VV 18M | Vertical | 1800 | 2000 | 1500 | No | n/a | 72 | 31.1 | 1 | IR3015-VV-18M-UC72-BC31.1-TP1
IR 3000 SERIES VV | IR3015 VV 18M | Vertical | 1800 | 2000 | 1500 | No | n/a | 72 | 31.1 | 2.25 | IR3015-VV-18M-UC72-BC31.1-TP2.25
IR 3000 SERIES VV | IR3015 VV 18M | Vertical | 1800 | 2000 | 1500 | No | n/a | 72 | 31.1 | 3.5 | IR3015-VV-18M-UC72-BC31.1-TP3.5
IR 3000 SERIES VV | IR3015 VV 18M | Vertical | 1800 | 2000 | 1500 | No | n/a | 72 | 31.1 | 4.75 | IR3015-VV-18M-UC72-BC31.1-TP4.75
IR 3000 SERIES VV | IR3015 VV 18M | Vertical | 1800 | 2000 | 1500 | No | n/a | 72 | 31.1 | 6 | IR3015-VV-18M-UC72-BC31.1-TP6
IR 3000 SERIES VV | IR3015 VV 18M | Vertical | 1800 | 2000 | 1500 | No | n/a | 72 | 32.2 | 1 | IR3015-VV-18M-UC72-BC32.2-TP1
IR 3000 SERIES VV | IR3015 VV 18M | Vertical | 1800 | 2000 | 1500 | No | n/a | 72 | 32.2 | 2.25 | IR3015-VV-18M-UC72-BC32.2-TP2.25
IR 3000 SERIES VV | IR3015 VV 18M | Vertical | 1800 | 2000 | 1500 | No | n/a | 72 | 32.2 | 3.5 | IR3015-VV-18M-UC72-BC32.2-TP3.5
IR 3000 SERIES VV | IR3015 VV 18M | Vertical | 1800 | 2000 | 1500 | No | n/a | 72 | 32.2 | 4.75 | IR3015-VV-18M-UC72-BC32.2-TP4.75
IR 3000 SERIES VV | IR3015 VV 18M | Vertical | 1800 | 2000 | 1500 | No | n/a | 72 | 32.2 | 6 | IR3015-VV-18M-UC72-BC32.2-TP6
IR 3000 SERIES VV | IR3015 VV 18M | Vertical | 1800 | 2000 | 1500 | No | n/a | 110 | 27.8 | 1 | IR3015-VV-18M-UC110-BC27.8-TP1
IR 3000 SERIES VV | IR3015 VV 18M | Vertical | 1800 | 2000 | 1500 | No | n/a | 110 | 27.8 | 2.25 | IR3015-VV-18M-UC110-BC27.8-TP2.25
IR 3000 SERIES VV | IR3015 VV 18M | Vertical | 1800 | 2000 | 1500 | No | n/a | 110 | 27.8 | 3.5 | IR3015-VV-18M-UC110-BC27.8-TP3.5
IR 3000 SERIES VV | IR3015 VV 18M | Vertical | 1800 | 2000 | 1500 | No | n/a | 110 | 27.8 | 4.75 | IR3015-VV-18M-UC110-BC27.8-TP4.75
IR 3000 SERIES VV | IR3015 VV 18M | Vertical | 1800 | 2000 | 1500 | No | n/a | 110 | 27.8 | 6 | IR3015-VV-18M-UC110-BC27.8-TP6
IR 3000 SERIES VV | IR3015 VV 18M | Vertical | 1800 | 2000 | 1500 | No | n/a | 110 | 28.9 | 1 | IR3015-VV-18M-UC110-BC28.9-TP1
IR 3000 SERIES VV | IR3015 VV 18M | Vertical | 1800 | 2000 | 1500 | No | n/a | 110 | 28.9 | 2.25 | IR3015-VV-18M-UC110-BC28.9-TP2.25
IR 3000 SERIES VV | IR3015 VV 18M | Vertical | 1800 | 2000 | 1500 | No | n/a | 110 | 28.9 | 3.5 | IR3015-VV-18M-UC110-BC28.9-TP3.5
IR 3000 SERIES VV | IR3015 VV 18M | Vertical | 1800 | 2000 | 1500 | No | n/a | 110 | 28.9 | 4.75 | IR3015-VV-18M-UC110-BC28.9-TP4.75
IR 3000 SERIES VV | IR3015 VV 18M | Vertical | 1800 | 2000 | 1500 | No | n/a | 110 | 28.9 | 6 | IR3015-VV-18M-UC110-BC28.9-TP6
IR 3000 SERIES VV | IR3015 VV 18M | Vertical | 1800 | 2000 | 1500 | No | n/a | 110 | 30 | 1 | IR3015-VV-18M-UC110-BC30-TP1
IR 3000 SERIES VV | IR3015 VV 18M | Vertical | 1800 | 2000 | 1500 | No | n/a | 110 | 30 | 2.25 | IR3015-VV-18M-UC110-BC30-TP2.25
IR 3000 SERIES VV | IR3015 VV 18M | Vertical | 1800 | 2000 | 1500 | No | n/a | 110 | 30 | 3.5 | IR3015-VV-18M-UC110-BC30-TP3.5
IR 3000 SERIES VV | IR3015 VV 18M | Vertical | 1800 | 2000 | 1500 | No | n/a | 110 | 30 | 4.75 | IR3015-VV-18M-UC110-BC30-TP4.75
IR 3000 SERIES VV | IR3015 VV 18M | Vertical | 1800 | 2000 | 1500 | No | n/a | 110 | 30 | 6 | IR3015-VV-18M-UC110-BC30-TP6
IR 3000 SERIES VV | IR3015 VV 18M | Vertical | 1800 | 2000 | 1500 | No | n/a | 110 | 31.1 | 1 | IR3015-VV-18M-UC110-BC31.1-TP1
IR 3000 SERIES VV | IR3015 VV 18M | Vertical | 1800 | 2000 | 1500 | No | n/a | 110 | 31.1 | 2.25 | IR3015-VV-18M-UC110-BC31.1-TP2.25
IR 3000 SERIES VV | IR3015 VV 18M | Vertical | 1800 | 2000 | 1500 | No | n/a | 110 | 31.1 | 3.5 | IR3015-VV-18M-UC110-BC31.1-TP3.5
IR 3000 SERIES VV | IR3015 VV 18M | Vertical | 1800 | 2000 | 1500 | No | n/a | 110 | 31.1 | 4.75 | IR3015-VV-18M-UC110-BC31.1-TP4.75
IR 3000 SERIES VV | IR3015 VV 18M | Vertical | 1800 | 2000 | 1500 | No | n/a | 110 | 31.1 | 6 | IR3015-VV-18M-UC110-BC31.1-TP6
IR 3000 SERIES VV | IR3015 VV 18M | Vertical | 1800 | 2000 | 1500 | No | n/a | 110 | 32.2 | 1 | IR3015-VV-18M-UC110-BC32.2-TP1
IR 3000 SERIES VV | IR3015 VV 18M | Vertical | 1800 | 2000 | 1500 | No | n/a | 110 | 32.2 | 2.25 | IR3015-VV-18M-UC110-BC32.2-TP2.25
IR 3000 SERIES VV | IR3015 VV 18M | Vertical | 1800 | 2000 | 1500 | No | n/a | 110 | 32.2 | 3.5 | IR3015-VV-18M-UC110-BC32.2-TP3.5
IR 3000 SERIES VV | IR3015 VV 18M | Vertical | 1800 | 2000 | 1500 | No | n/a | 110 | 32.2 | 4.75 | IR3015-VV-18M-UC110-BC32.2-TP4.75
IR 3000 SERIES VV | IR3015 VV 18M | Vertical | 1800 | 2000 | 1500 | No | n/a | 110 | 32.2 | 6 | IR3015-VV-18M-UC110-BC32.2-TP6
IR 3000 SERIES VV | IR3030 VV 18M | Vertical | 1800 | 2000 | 3000 | No | n/a | 24 | 27.8 | 1 | IR3030-VV-18M-UC24-BC27.8-TP1
IR 3000 SERIES VV | IR3030 VV 18M | Vertical | 1800 | 2000 | 3000 | No | n/a | 24 | 27.8 | 2.25 | IR3030-VV-18M-UC24-BC27.8-TP2.25
IR 3000 SERIES VV | IR3030 VV 18M | Vertical | 1800 | 2000 | 3000 | No | n/a | 24 | 27.8 | 3.5 | IR3030-VV-18M-UC24-BC27.8-TP3.5
IR 3000 SERIES VV | IR3030 VV 18M | Vertical | 1800 | 2000 | 3000 | No | n/a | 24 | 27.8 | 4.75 | IR3030-VV-18M-UC24-BC27.8-TP4.75
IR 3000 SERIES VV | IR3030 VV 18M | Vertical | 1800 | 2000 | 3000 | No | n/a | 24 | 27.8 | 6 | IR3030-VV-18M-UC24-BC27.8-TP6
IR 3000 SERIES VV | IR3030 VV 18M | Vertical | 1800 | 2000 | 3000 | No | n/a | 24 | 28.9 | 1 | IR3030-VV-18M-UC24-BC28.9-TP1
IR 3000 SERIES VV | IR3030 VV 18M | Vertical | 1800 | 2000 | 3000 | No | n/a | 24 | 28.9 | 2.25 | IR3030-VV-18M-UC24-BC28.9-TP2.25
IR 3000 SERIES VV | IR3030 VV 18M | Vertical | 1800 | 2000 | 3000 | No | n/a | 24 | 28.9 | 3.5 | IR3030-VV-18M-UC24-BC28.9-TP3.5
IR 3000 SERIES VV | IR3030 VV 18M | Vertical | 1800 | 2000 | 3000 | No | n/a | 24 | 28.9 | 4.75 | IR3030-VV-18M-UC24-BC28.9-TP4.75
IR 3000 SERIES VV | IR3030 VV 18M | Vertical | 1800 | 2000 | 3000 | No | n/a | 24 | 28.9 | 6 | IR3030-VV-18M-UC24-BC28.9-TP6
IR 3000 SERIES VV | IR3030 VV 18M | Vertical | 1800 | 2000 | 3000 | No | n/a | 24 | 30 | 1 | IR3030-VV-18M-UC24-BC30-TP1
IR 3000 SERIES VV | IR3030 VV 18M | Vertical | 1800 | 2000 | 3000 | No | n/a | 24 | 30 | 2.25 | IR3030-VV-18M-UC24-BC30-TP2.25
IR 3000 SERIES VV | IR3030 VV 18M | Vertical | 1800 | 2000 | 3000 | No | n/a | 24 | 30 | 3.5 | IR3030-VV-18M-UC24-BC30-TP3.5
IR 3000 SERIES VV | IR3030 VV 18M | Vertical | 1800 | 2000 | 3000 | No | n/a | 24 | 30 | 4.75 | IR3030-VV-18M-UC24-BC30-TP4.75
IR 3000 SERIES VV | IR3030 VV 18M | Vertical | 1800 | 2000 | 3000 | No | n/a | 24 | 30 | 6 | IR3030-VV-18M-UC24-BC30-TP6
IR 3000 SERIES VV | IR3030 VV 18M | Vertical | 1800 | 2000 | 3000 | No | n/a | 24 | 31.1 | 1 | IR3030-VV-18M-UC24-BC31.1-TP1
IR 3000 SERIES VV | IR3030 VV 18M | Vertical | 1800 | 2000 | 3000 | No | n/a | 24 | 31.1 | 2.25 | IR3030-VV-18M-UC24-BC31.1-TP2.25
IR 3000 SERIES VV | IR3030 VV 18M | Vertical | 1800 | 2000 | 3000 | No | n/a | 24 | 31.1 | 3.5 | IR3030-VV-18M-UC24-BC31.1-TP3.5
IR 3000 SERIES VV | IR3030 VV 18M | Vertical | 1800 | 2000 | 3000 | No | n/a | 24 | 31.1 | 4.75 | IR3030-VV-18M-UC24-BC31.1-TP4.75
IR 3000 SERIES VV | IR3030 VV 18M | Vertical | 1800 | 2000 | 3000 | No | n/a | 24 | 31.1 | 6 | IR3030-VV-18M-UC24-BC31.1-TP6
IR 3000 SERIES VV | IR3030 VV 18M | Vertical | 1800 | 2000 | 3000 | No | n/a | 24 | 32.2 | 1 | IR3030-VV-18M-UC24-BC32.2-TP1
IR 3000 SERIES VV | IR3030 VV 18M | Vertical | 1800 | 2000 | 3000 | No | n/a | 24 | 32.2 | 2.25 | IR3030-VV-18M-UC24-BC32.2-TP2.25
IR 3000 SERIES VV | IR3030 VV 18M | Vertical | 1800 | 2000 | 3000 | No | n/a | 24 | 32.2 | 3.5 | IR3030-VV-18M-UC24-BC32.2-TP3.5
IR 3000 SERIES VV | IR3030 VV 18M | Vertical | 1800 | 2000 | 3000 | No | n/a | 24 | 32.2 | 4.75 | IR3030-VV-18M-UC24-BC32.2-TP4.75
IR 3000 SERIES VV | IR3030 VV 18M | Vertical | 1800 | 2000 | 3000 | No | n/a | 24 | 32.2 | 6 | IR3030-VV-18M-UC24-BC32.2-TP6
IR 3000 SERIES VV | IR3030 VV 18M | Vertical | 1800 | 2000 | 3000 | No | n/a | 36 | 27.8 | 1 | IR3030-VV-18M-UC36-BC27.8-TP1
IR 3000 SERIES VV | IR3030 VV 18M | Vertical | 1800 | 2000 | 3000 | No | n/a | 36 | 27.8 | 2.25 | IR3030-VV-18M-UC36-BC27.8-TP2.25
IR 3000 SERIES VV | IR3030 VV 18M | Vertical | 1800 | 2000 | 3000 | No | n/a | 36 | 27.8 | 3.5 | IR3030-VV-18M-UC36-BC27.8-TP3.5
IR 3000 SERIES VV | IR3030 VV 18M | Vertical | 1800 | 2000 | 3000 | No | n/a | 36 | 27.8 | 4.75 | IR3030-VV-18M-UC36-BC27.8-TP4.75
IR 3000 SERIES VV | IR3030 VV 18M | Vertical | 1800 | 2000 | 3000 | No | n/a | 36 | 27.8 | 6 | IR3030-VV-18M-UC36-BC27.8-TP6
IR 3000 SERIES VV | IR3030 VV 18M | Vertical | 1800 | 2000 | 3000 | No | n/a | 36 | 28.9 | 1 | IR3030-VV-18M-UC36-BC28.9-TP1
IR 3000 SERIES VV | IR3030 VV 18M | Vertical | 1800 | 2000 | 3000 | No | n/a | 36 | 28.9 | 2.25 | IR3030-VV-18M-UC36-BC28.9-TP2.25
IR 3000 SERIES VV | IR3030 VV 18M | Vertical | 1800 | 2000 | 3000 | No | n/a | 36 | 28.9 | 3.5 | IR3030-VV-18M-UC36-BC28.9-TP3.5
IR 3000 SERIES VV | IR3030 VV 18M | Vertical | 1800 | 2000 | 3000 | No | n/a | 36 | 28.9 | 4.75 | IR3030-VV-18M-UC36-BC28.9-TP4.75
IR 3000 SERIES VV | IR3030 VV 18M | Vertical | 1800 | 2000 | 3000 | No | n/a | 36 | 28.9 | 6 | IR3030-VV-18M-UC36-BC28.9-TP6
IR 3000 SERIES VV | IR3030 VV 18M | Vertical | 1800 | 2000 | 3000 | No | n/a | 36 | 30 | 1 | IR3030-VV-18M-UC36-BC30-TP1
IR 3000 SERIES VV | IR3030 VV 18M | Vertical | 1800 | 2000 | 3000 | No | n/a | 36 | 30 | 2.25 | IR3030-VV-18M-UC36-BC30-TP2.25
IR 3000 SERIES VV | IR3030 VV 18M | Vertical | 1800 | 2000 | 3000 | No | n/a | 36 | 30 | 3.5 | IR3030-VV-18M-UC36-BC30-TP3.5
IR 3000 SERIES VV | IR3030 VV 18M | Vertical | 1800 | 2000 | 3000 | No | n/a | 36 | 30 | 4.75 | IR3030-VV-18M-UC36-BC30-TP4.75
IR 3000 SERIES VV | IR3030 VV 18M | Vertical | 1800 | 2000 | 3000 | No | n/a | 36 | 30 | 6 | IR3030-VV-18M-UC36-BC30-TP6
IR 3000 SERIES VV | IR3030 VV 18M | Vertical | 1800 | 2000 | 3000 | No | n/a | 36 | 31.1 | 1 | IR3030-VV-18M-UC36-BC31.1-TP1
IR 3000 SERIES VV | IR3030 VV 18M | Vertical | 1800 | 2000 | 3000 | No | n/a | 36 | 31.1 | 2.25 | IR3030-VV-18M-UC36-BC31.1-TP2.25
IR 3000 SERIES VV | IR3030 VV 18M | Vertical | 1800 | 2000 | 3000 | No | n/a | 36 | 31.1 | 3.5 | IR3030-VV-18M-UC36-BC31.1-TP3.5
IR 3000 SERIES VV | IR3030 VV 18M | Vertical | 1800 | 2000 | 3000 | No | n/a | 36 | 31.1 | 4.75 | IR3030-VV-18M-UC36-BC31.1-TP4.75
IR 3000 SERIES VV | IR3030 VV 18M | Vertical | 1800 | 2000 | 3000 | No | n/a | 36 | 31.1 | 6 | IR3030-VV-18M-UC36-BC31.1-TP6
IR 3000 SERIES VV | IR3030 VV 18M | Vertical | 1800 | 2000 | 3000 | No | n/a | 36 | 32.2 | 1 | IR3030-VV-18M-UC36-BC32.2-TP1
IR 3000 SERIES VV | IR3030 VV 18M | Vertical | 1800 | 2000 | 3000 | No | n/a | 36 | 32.2 | 2.25 | IR3030-VV-18M-UC36-BC32.2-TP2.25
IR 3000 SERIES VV | IR3030 VV 18M | Vertical | 1800 | 2000 | 3000 | No | n/a | 36 | 32.2 | 3.5 | IR3030-VV-18M-UC36-BC32.2-TP3.5
IR 3000 SERIES VV | IR3030 VV 18M | Vertical | 1800 | 2000 | 3000 | No | n/a | 36 | 32.2 | 4.75 | IR3030-VV-18M-UC36-BC32.2-TP4.75
IR 3000 SERIES VV | IR3030 VV 18M | Vertical | 1800 | 2000 | 3000 | No | n/a | 36 | 32.2 | 6 | IR3030-VV-18M-UC36-BC32.2-TP6
IR 3000 SERIES VV | IR3030 VV 18M | Vertical | 1800 | 2000 | 3000 | No | n/a | 48 | 27.8 | 1 | IR3030-VV-18M-UC48-BC27.8-TP1
IR 3000 SERIES VV | IR3030 VV 18M | Vertical | 1800 | 2000 | 3000 | No | n/a | 48 | 27.8 | 2.25 | IR3030-VV-18M-UC48-BC27.8-TP2.25
IR 3000 SERIES VV | IR3030 VV 18M | Vertical | 1800 | 2000 | 3000 | No | n/a | 48 | 27.8 | 3.5 | IR3030-VV-18M-UC48-BC27.8-TP3.5
IR 3000 SERIES VV | IR3030 VV 18M | Vertical | 1800 | 2000 | 3000 | No | n/a | 48 | 27.8 | 4.75 | IR3030-VV-18M-UC48-BC27.8-TP4.75
IR 3000 SERIES VV | IR3030 VV 18M | Vertical | 1800 | 2000 | 3000 | No | n/a | 48 | 27.8 | 6 | IR3030-VV-18M-UC48-BC27.8-TP6
IR 3000 SERIES VV | IR3030 VV 18M | Vertical | 1800 | 2000 | 3000 | No | n/a | 48 | 28.9 | 1 | IR3030-VV-18M-UC48-BC28.9-TP1
IR 3000 SERIES VV | IR3030 VV 18M | Vertical | 1800 | 2000 | 3000 | No | n/a | 48 | 28.9 | 2.25 | IR3030-VV-18M-UC48-BC28.9-TP2.25
IR 3000 SERIES VV | IR3030 VV 18M | Vertical | 1800 | 2000 | 3000 | No | n/a | 48 | 28.9 | 3.5 | IR3030-VV-18M-UC48-BC28.9-TP3.5
IR 3000 SERIES VV | IR3030 VV 18M | Vertical | 1800 | 2000 | 3000 | No | n/a | 48 | 28.9 | 4.75 | IR3030-VV-18M-UC48-BC28.9-TP4.75
IR 3000 SERIES VV | IR3030 VV 18M | Vertical | 1800 | 2000 | 3000 | No | n/a | 48 | 28.9 | 6 | IR3030-VV-18M-UC48-BC28.9-TP6
IR 3000 SERIES VV | IR3030 VV 18M | Vertical | 1800 | 2000 | 3000 | No | n/a | 48 | 30 | 1 | IR3030-VV-18M-UC48-BC30-TP1
IR 3000 SERIES VV | IR3030 VV 18M | Vertical | 1800 | 2000 | 3000 | No | n/a | 48 | 30 | 2.25 | IR3030-VV-18M-UC48-BC30-TP2.25
IR 3000 SERIES VV | IR3030 VV 18M | Vertical | 1800 | 2000 | 3000 | No | n/a | 48 | 30 | 3.5 | IR3030-VV-18M-UC48-BC30-TP3.5
IR 3000 SERIES VV | IR3030 VV 18M | Vertical | 1800 | 2000 | 3000 | No | n/a | 48 | 30 | 4.75 | IR3030-VV-18M-UC48-BC30-TP4.75
IR 3000 SERIES VV | IR3030 VV 18M | Vertical | 1800 | 2000 | 3000 | No | n/a | 48 | 30 | 6 | IR3030-VV-18M-UC48-BC30-TP6
IR 3000 SERIES VV | IR3030 VV 18M | Vertical | 1800 | 2000 | 3000 | No | n/a | 48 | 31.1 | 1 | IR3030-VV-18M-UC48-BC31.1-TP1
IR 3000 SERIES VV | IR3030 VV 18M | Vertical | 1800 | 2000 | 3000 | No | n/a | 48 | 31.1 | 2.25 | IR3030-VV-18M-UC48-BC31.1-TP2.25
IR 3000 SERIES VV | IR3030 VV 18M | Vertical | 1800 | 2000 | 3000 | No | n/a | 48 | 31.1 | 3.5 | IR3030-VV-18M-UC48-BC31.1-TP3.5
IR 3000 SERIES VV | IR3030 VV 18M | Vertical | 1800 | 2000 | 3000 | No | n/a | 48 | 31.1 | 4.75 | IR3030-VV-18M-UC48-BC31.1-TP4.75
IR 3000 SERIES VV | IR3030 VV 18M | Vertical | 1800 | 2000 | 3000 | No | n/a | 48 | 31.1 | 6 | IR3030-VV-18M-UC48-BC31.1-TP6
IR 3000 SERIES VV | IR3030 VV 18M | Vertical | 1800 | 2000 | 3000 | No | n/a | 48 | 32.2 | 1 | IR3030-VV-18M-UC48-BC32.2-TP1
IR 3000 SERIES VV | IR3030 VV 18M | Vertical | 1800 | 2000 | 3000 | No | n/a | 48 | 32.2 | 2.25 | IR3030-VV-18M-UC48-BC32.2-TP2.25
IR 3000 SERIES VV | IR3030 VV 18M | Vertical | 1800 | 2000 | 3000 | No | n/a | 48 | 32.2 | 3.5 | IR3030-VV-18M-UC48-BC32.2-TP3.5
IR 3000 SERIES VV | IR3030 VV 18M | Vertical | 1800 | 2000 | 3000 | No | n/a | 48 | 32.2 | 4.75 | IR3030-VV-18M-UC48-BC32.2-TP4.75
IR 3000 SERIES VV | IR3030 VV 18M | Vertical | 1800 | 2000 | 3000 | No | n/a | 48 | 32.2 | 6 | IR3030-VV-18M-UC48-BC32.2-TP6
IR 3000 SERIES VV | IR3030 VV 18M | Vertical | 1800 | 2000 | 3000 | No | n/a | 72 | 27.8 | 1 | IR3030-VV-18M-UC72-BC27.8-TP1
IR 3000 SERIES VV | IR3030 VV 18M | Vertical | 1800 | 2000 | 3000 | No | n/a | 72 | 27.8 | 2.25 | IR3030-VV-18M-UC72-BC27.8-TP2.25
IR 3000 SERIES VV | IR3030 VV 18M | Vertical | 1800 | 2000 | 3000 | No | n/a | 72 | 27.8 | 3.5 | IR3030-VV-18M-UC72-BC27.8-TP3.5
IR 3000 SERIES VV | IR3030 VV 18M | Vertical | 1800 | 2000 | 3000 | No | n/a | 72 | 27.8 | 4.75 | IR3030-VV-18M-UC72-BC27.8-TP4.75
IR 3000 SERIES VV | IR3030 VV 18M | Vertical | 1800 | 2000 | 3000 | No | n/a | 72 | 27.8 | 6 | IR3030-VV-18M-UC72-BC27.8-TP6
IR 3000 SERIES VV | IR3030 VV 18M | Vertical | 1800 | 2000 | 3000 | No | n/a | 72 | 28.9 | 1 | IR3030-VV-18M-UC72-BC28.9-TP1
IR 3000 SERIES VV | IR3030 VV 18M | Vertical | 1800 | 2000 | 3000 | No | n/a | 72 | 28.9 | 2.25 | IR3030-VV-18M-UC72-BC28.9-TP2.25
IR 3000 SERIES VV | IR3030 VV 18M | Vertical | 1800 | 2000 | 3000 | No | n/a | 72 | 28.9 | 3.5 | IR3030-VV-18M-UC72-BC28.9-TP3.5
IR 3000 SERIES VV | IR3030 VV 18M | Vertical | 1800 | 2000 | 3000 | No | n/a | 72 | 28.9 | 4.75 | IR3030-VV-18M-UC72-BC28.9-TP4.75
IR 3000 SERIES VV | IR3030 VV 18M | Vertical | 1800 | 2000 | 3000 | No | n/a | 72 | 28.9 | 6 | IR3030-VV-18M-UC72-BC28.9-TP6
IR 3000 SERIES VV | IR3030 VV 18M | Vertical | 1800 | 2000 | 3000 | No | n/a | 72 | 30 | 1 | IR3030-VV-18M-UC72-BC30-TP1
IR 3000 SERIES VV | IR3030 VV 18M | Vertical | 1800 | 2000 | 3000 | No | n/a | 72 | 30 | 2.25 | IR3030-VV-18M-UC72-BC30-TP2.25
IR 3000 SERIES VV | IR3030 VV 18M | Vertical | 1800 | 2000 | 3000 | No | n/a | 72 | 30 | 3.5 | IR3030-VV-18M-UC72-BC30-TP3.5
IR 3000 SERIES VV | IR3030 VV 18M | Vertical | 1800 | 2000 | 3000 | No | n/a | 72 | 30 | 4.75 | IR3030-VV-18M-UC72-BC30-TP4.75
IR 3000 SERIES VV | IR3030 VV 18M | Vertical | 1800 | 2000 | 3000 | No | n/a | 72 | 30 | 6 | IR3030-VV-18M-UC72-BC30-TP6
IR 3000 SERIES VV | IR3030 VV 18M | Vertical | 1800 | 2000 | 3000 | No | n/a | 72 | 31.1 | 1 | IR3030-VV-18M-UC72-BC31.1-TP1
IR 3000 SERIES VV | IR3030 VV 18M | Vertical | 1800 | 2000 | 3000 | No | n/a | 72 | 31.1 | 2.25 | IR3030-VV-18M-UC72-BC31.1-TP2.25
IR 3000 SERIES VV | IR3030 VV 18M | Vertical | 1800 | 2000 | 3000 | No | n/a | 72 | 31.1 | 3.5 | IR3030-VV-18M-UC72-BC31.1-TP3.5
IR 3000 SERIES VV | IR3030 VV 18M | Vertical | 1800 | 2000 | 3000 | No | n/a | 72 | 31.1 | 4.75 | IR3030-VV-18M-UC72-BC31.1-TP4.75
IR 3000 SERIES VV | IR3030 VV 18M | Vertical | 1800 | 2000 | 3000 | No | n/a | 72 | 31.1 | 6 | IR3030-VV-18M-UC72-BC31.1-TP6
IR 3000 SERIES VV | IR3030 VV 18M | Vertical | 1800 | 2000 | 3000 | No | n/a | 72 | 32.2 | 1 | IR3030-VV-18M-UC72-BC32.2-TP1
IR 3000 SERIES VV | IR3030 VV 18M | Vertical | 1800 | 2000 | 3000 | No | n/a | 72 | 32.2 | 2.25 | IR3030-VV-18M-UC72-BC32.2-TP2.25
IR 3000 SERIES VV | IR3030 VV 18M | Vertical | 1800 | 2000 | 3000 | No | n/a | 72 | 32.2 | 3.5 | IR3030-VV-18M-UC72-BC32.2-TP3.5
IR 3000 SERIES VV | IR3030 VV 18M | Vertical | 1800 | 2000 | 3000 | No | n/a | 72 | 32.2 | 4.75 | IR3030-VV-18M-UC72-BC32.2-TP4.75
IR 3000 SERIES VV | IR3030 VV 18M | Vertical | 1800 | 2000 | 3000 | No | n/a | 72 | 32.2 | 6 | IR3030-VV-18M-UC72-BC32.2-TP6
IR 3000 SERIES VV | IR3030 VV 18M | Vertical | 1800 | 2000 | 3000 | No | n/a | 110 | 27.8 | 1 | IR3030-VV-18M-UC110-BC27.8-TP1
IR 3000 SERIES VV | IR3030 VV 18M | Vertical | 1800 | 2000 | 3000 | No | n/a | 110 | 27.8 | 2.25 | IR3030-VV-18M-UC110-BC27.8-TP2.25
IR 3000 SERIES VV | IR3030 VV 18M | Vertical | 1800 | 2000 | 3000 | No | n/a | 110 | 27.8 | 3.5 | IR3030-VV-18M-UC110-BC27.8-TP3.5
IR 3000 SERIES VV | IR3030 VV 18M | Vertical | 1800 | 2000 | 3000 | No | n/a | 110 | 27.8 | 4.75 | IR3030-VV-18M-UC110-BC27.8-TP4.75
IR 3000 SERIES VV | IR3030 VV 18M | Vertical | 1800 | 2000 | 3000 | No | n/a | 110 | 27.8 | 6 | IR3030-VV-18M-UC110-BC27.8-TP6
IR 3000 SERIES VV | IR3030 VV 18M | Vertical | 1800 | 2000 | 3000 | No | n/a | 110 | 28.9 | 1 | IR3030-VV-18M-UC110-BC28.9-TP1
IR 3000 SERIES VV | IR3030 VV 18M | Vertical | 1800 | 2000 | 3000 | No | n/a | 110 | 28.9 | 2.25 | IR3030-VV-18M-UC110-BC28.9-TP2.25
IR 3000 SERIES VV | IR3030 VV 18M | Vertical | 1800 | 2000 | 3000 | No | n/a | 110 | 28.9 | 3.5 | IR3030-VV-18M-UC110-BC28.9-TP3.5
IR 3000 SERIES VV | IR3030 VV 18M | Vertical | 1800 | 2000 | 3000 | No | n/a | 110 | 28.9 | 4.75 | IR3030-VV-18M-UC110-BC28.9-TP4.75
IR 3000 SERIES VV | IR3030 VV 18M | Vertical | 1800 | 2000 | 3000 | No | n/a | 110 | 28.9 | 6 | IR3030-VV-18M-UC110-BC28.9-TP6
IR 3000 SERIES VV | IR3030 VV 18M | Vertical | 1800 | 2000 | 3000 | No | n/a | 110 | 30 | 1 | IR3030-VV-18M-UC110-BC30-TP1
IR 3000 SERIES VV | IR3030 VV 18M | Vertical | 1800 | 2000 | 3000 | No | n/a | 110 | 30 | 2.25 | IR3030-VV-18M-UC110-BC30-TP2.25
IR 3000 SERIES VV | IR3030 VV 18M | Vertical | 1800 | 2000 | 3000 | No | n/a | 110 | 30 | 3.5 | IR3030-VV-18M-UC110-BC30-TP3.5
IR 3000 SERIES VV | IR3030 VV 18M | Vertical | 1800 | 2000 | 3000 | No | n/a | 110 | 30 | 4.75 | IR3030-VV-18M-UC110-BC30-TP4.75
IR 3000 SERIES VV | IR3030 VV 18M | Vertical | 1800 | 2000 | 3000 | No | n/a | 110 | 30 | 6 | IR3030-VV-18M-UC110-BC30-TP6
IR 3000 SERIES VV | IR3030 VV 18M | Vertical | 1800 | 2000 | 3000 | No | n/a | 110 | 31.1 | 1 | IR3030-VV-18M-UC110-BC31.1-TP1
IR 3000 SERIES VV | IR3030 VV 18M | Vertical | 1800 | 2000 | 3000 | No | n/a | 110 | 31.1 | 2.25 | IR3030-VV-18M-UC110-BC31.1-TP2.25
IR 3000 SERIES VV | IR3030 VV 18M | Vertical | 1800 | 2000 | 3000 | No | n/a | 110 | 31.1 | 3.5 | IR3030-VV-18M-UC110-BC31.1-TP3.5
IR 3000 SERIES VV | IR3030 VV 18M | Vertical | 1800 | 2000 | 3000 | No | n/a | 110 | 31.1 | 4.75 | IR3030-VV-18M-UC110-BC31.1-TP4.75
IR 3000 SERIES VV | IR3030 VV 18M | Vertical | 1800 | 2000 | 3000 | No | n/a | 110 | 31.1 | 6 | IR3030-VV-18M-UC110-BC31.1-TP6
IR 3000 SERIES VV | IR3030 VV 18M | Vertical | 1800 | 2000 | 3000 | No | n/a | 110 | 32.2 | 1 | IR3030-VV-18M-UC110-BC32.2-TP1
IR 3000 SERIES VV | IR3030 VV 18M | Vertical | 1800 | 2000 | 3000 | No | n/a | 110 | 32.2 | 2.25 | IR3030-VV-18M-UC110-BC32.2-TP2.25
IR 3000 SERIES VV | IR3030 VV 18M | Vertical | 1800 | 2000 | 3000 | No | n/a | 110 | 32.2 | 3.5 | IR3030-VV-18M-UC110-BC32.2-TP3.5
IR 3000 SERIES VV | IR3030 VV 18M | Vertical | 1800 | 2000 | 3000 | No | n/a | 110 | 32.2 | 4.75 | IR3030-VV-18M-UC110-BC32.2-TP4.75
IR 3000 SERIES VV | IR3030 VV 18M | Vertical | 1800 | 2000 | 3000 | No | n/a | 110 | 32.2 | 6 | IR3030-VV-18M-UC110-BC32.2-TP6
IR 4000 SERIES VH | IR4030 VH 18M | Horizontal | 1800 | 2000 | 3000 | No | n/a | 24 | 35 | 0.9 | IR4030-VH-18M-UC24-BC35-TP0.9
IR 4000 SERIES VH | IR4030 VH 18M | Horizontal | 1800 | 2000 | 3000 | No | n/a | 24 | 35 | 1.85 | IR4030-VH-18M-UC24-BC35-TP1.85
IR 4000 SERIES VH | IR4030 VH 18M | Horizontal | 1800 | 2000 | 3000 | No | n/a | 24 | 35 | 2.8 | IR4030-VH-18M-UC24-BC35-TP2.8
IR 4000 SERIES VH | IR4030 VH 18M | Horizontal | 1800 | 2000 | 3000 | No | n/a | 24 | 35 | 3.75 | IR4030-VH-18M-UC24-BC35-TP3.75
IR 4000 SERIES VH | IR4030 VH 18M | Horizontal | 1800 | 2000 | 3000 | No | n/a | 24 | 35 | 4.7 | IR4030-VH-18M-UC24-BC35-TP4.7
IR 4000 SERIES VH | IR4030 VH 18M | Horizontal | 1800 | 2000 | 3000 | No | n/a | 24 | 51.2 | 0.9 | IR4030-VH-18M-UC24-BC51.2-TP0.9
IR 4000 SERIES VH | IR4030 VH 18M | Horizontal | 1800 | 2000 | 3000 | No | n/a | 24 | 51.2 | 1.85 | IR4030-VH-18M-UC24-BC51.2-TP1.85
IR 4000 SERIES VH | IR4030 VH 18M | Horizontal | 1800 | 2000 | 3000 | No | n/a | 24 | 51.2 | 2.8 | IR4030-VH-18M-UC24-BC51.2-TP2.8
IR 4000 SERIES VH | IR4030 VH 18M | Horizontal | 1800 | 2000 | 3000 | No | n/a | 24 | 51.2 | 3.75 | IR4030-VH-18M-UC24-BC51.2-TP3.75
IR 4000 SERIES VH | IR4030 VH 18M | Horizontal | 1800 | 2000 | 3000 | No | n/a | 24 | 51.2 | 4.7 | IR4030-VH-18M-UC24-BC51.2-TP4.7
IR 4000 SERIES VH | IR4030 VH 18M | Horizontal | 1800 | 2000 | 3000 | No | n/a | 24 | 67.5 | 0.9 | IR4030-VH-18M-UC24-BC67.5-TP0.9
IR 4000 SERIES VH | IR4030 VH 18M | Horizontal | 1800 | 2000 | 3000 | No | n/a | 24 | 67.5 | 1.85 | IR4030-VH-18M-UC24-BC67.5-TP1.85
IR 4000 SERIES VH | IR4030 VH 18M | Horizontal | 1800 | 2000 | 3000 | No | n/a | 24 | 67.5 | 2.8 | IR4030-VH-18M-UC24-BC67.5-TP2.8
IR 4000 SERIES VH | IR4030 VH 18M | Horizontal | 1800 | 2000 | 3000 | No | n/a | 24 | 67.5 | 3.75 | IR4030-VH-18M-UC24-BC67.5-TP3.75
IR 4000 SERIES VH | IR4030 VH 18M | Horizontal | 1800 | 2000 | 3000 | No | n/a | 24 | 67.5 | 4.7 | IR4030-VH-18M-UC24-BC67.5-TP4.7
IR 4000 SERIES VH | IR4030 VH 18M | Horizontal | 1800 | 2000 | 3000 | No | n/a | 24 | 83.8 | 0.9 | IR4030-VH-18M-UC24-BC83.8-TP0.9
IR 4000 SERIES VH | IR4030 VH 18M | Horizontal | 1800 | 2000 | 3000 | No | n/a | 24 | 83.8 | 1.85 | IR4030-VH-18M-UC24-BC83.8-TP1.85
IR 4000 SERIES VH | IR4030 VH 18M | Horizontal | 1800 | 2000 | 3000 | No | n/a | 24 | 83.8 | 2.8 | IR4030-VH-18M-UC24-BC83.8-TP2.8
IR 4000 SERIES VH | IR4030 VH 18M | Horizontal | 1800 | 2000 | 3000 | No | n/a | 24 | 83.8 | 3.75 | IR4030-VH-18M-UC24-BC83.8-TP3.75
IR 4000 SERIES VH | IR4030 VH 18M | Horizontal | 1800 | 2000 | 3000 | No | n/a | 24 | 83.8 | 4.7 | IR4030-VH-18M-UC24-BC83.8-TP4.7
IR 4000 SERIES VH | IR4030 VH 18M | Horizontal | 1800 | 2000 | 3000 | No | n/a | 24 | 100 | 0.9 | IR4030-VH-18M-UC24-BC100-TP0.9
IR 4000 SERIES VH | IR4030 VH 18M | Horizontal | 1800 | 2000 | 3000 | No | n/a | 24 | 100 | 1.85 | IR4030-VH-18M-UC24-BC100-TP1.85
IR 4000 SERIES VH | IR4030 VH 18M | Horizontal | 1800 | 2000 | 3000 | No | n/a | 24 | 100 | 2.8 | IR4030-VH-18M-UC24-BC100-TP2.8
IR 4000 SERIES VH | IR4030 VH 18M | Horizontal | 1800 | 2000 | 3000 | No | n/a | 24 | 100 | 3.75 | IR4030-VH-18M-UC24-BC100-TP3.75
IR 4000 SERIES VH | IR4030 VH 18M | Horizontal | 1800 | 2000 | 3000 | No | n/a | 24 | 100 | 4.7 | IR4030-VH-18M-UC24-BC100-TP4.7
IR 4000 SERIES VH | IR4030 VH 18M | Horizontal | 1800 | 2000 | 3000 | No | n/a | 36 | 35 | 0.9 | IR4030-VH-18M-UC36-BC35-TP0.9
IR 4000 SERIES VH | IR4030 VH 18M | Horizontal | 1800 | 2000 | 3000 | No | n/a | 36 | 35 | 1.85 | IR4030-VH-18M-UC36-BC35-TP1.85
IR 4000 SERIES VH | IR4030 VH 18M | Horizontal | 1800 | 2000 | 3000 | No | n/a | 36 | 35 | 2.8 | IR4030-VH-18M-UC36-BC35-TP2.8
IR 4000 SERIES VH | IR4030 VH 18M | Horizontal | 1800 | 2000 | 3000 | No | n/a | 36 | 35 | 3.75 | IR4030-VH-18M-UC36-BC35-TP3.75
IR 4000 SERIES VH | IR4030 VH 18M | Horizontal | 1800 | 2000 | 3000 | No | n/a | 36 | 35 | 4.7 | IR4030-VH-18M-UC36-BC35-TP4.7
IR 4000 SERIES VH | IR4030 VH 18M | Horizontal | 1800 | 2000 | 3000 | No | n/a | 36 | 51.2 | 0.9 | IR4030-VH-18M-UC36-BC51.2-TP0.9
IR 4000 SERIES VH | IR4030 VH 18M | Horizontal | 1800 | 2000 | 3000 | No | n/a | 36 | 51.2 | 1.85 | IR4030-VH-18M-UC36-BC51.2-TP1.85
IR 4000 SERIES VH | IR4030 VH 18M | Horizontal | 1800 | 2000 | 3000 | No | n/a | 36 | 51.2 | 2.8 | IR4030-VH-18M-UC36-BC51.2-TP2.8
IR 4000 SERIES VH | IR4030 VH 18M | Horizontal | 1800 | 2000 | 3000 | No | n/a | 36 | 51.2 | 3.75 | IR4030-VH-18M-UC36-BC51.2-TP3.75
IR 4000 SERIES VH | IR4030 VH 18M | Horizontal | 1800 | 2000 | 3000 | No | n/a | 36 | 51.2 | 4.7 | IR4030-VH-18M-UC36-BC51.2-TP4.7
IR 4000 SERIES VH | IR4030 VH 18M | Horizontal | 1800 | 2000 | 3000 | No | n/a | 36 | 67.5 | 0.9 | IR4030-VH-18M-UC36-BC67.5-TP0.9
IR 4000 SERIES VH | IR4030 VH 18M | Horizontal | 1800 | 2000 | 3000 | No | n/a | 36 | 67.5 | 1.85 | IR4030-VH-18M-UC36-BC67.5-TP1.85
IR 4000 SERIES VH | IR4030 VH 18M | Horizontal | 1800 | 2000 | 3000 | No | n/a | 36 | 67.5 | 2.8 | IR4030-VH-18M-UC36-BC67.5-TP2.8
IR 4000 SERIES VH | IR4030 VH 18M | Horizontal | 1800 | 2000 | 3000 | No | n/a | 36 | 67.5 | 3.75 | IR4030-VH-18M-UC36-BC67.5-TP3.75
IR 4000 SERIES VH | IR4030 VH 18M | Horizontal | 1800 | 2000 | 3000 | No | n/a | 36 | 67.5 | 4.7 | IR4030-VH-18M-UC36-BC67.5-TP4.7
IR 4000 SERIES VH | IR4030 VH 18M | Horizontal | 1800 | 2000 | 3000 | No | n/a | 36 | 83.8 | 0.9 | IR4030-VH-18M-UC36-BC83.8-TP0.9
IR 4000 SERIES VH | IR4030 VH 18M | Horizontal | 1800 | 2000 | 3000 | No | n/a | 36 | 83.8 | 1.85 | IR4030-VH-18M-UC36-BC83.8-TP1.85
IR 4000 SERIES VH | IR4030 VH 18M | Horizontal | 1800 | 2000 | 3000 | No | n/a | 36 | 83.8 | 2.8 | IR4030-VH-18M-UC36-BC83.8-TP2.8
IR 4000 SERIES VH | IR4030 VH 18M | Horizontal | 1800 | 2000 | 3000 | No | n/a | 36 | 83.8 | 3.75 | IR4030-VH-18M-UC36-BC83.8-TP3.75
IR 4000 SERIES VH | IR4030 VH 18M | Horizontal | 1800 | 2000 | 3000 | No | n/a | 36 | 83.8 | 4.7 | IR4030-VH-18M-UC36-BC83.8-TP4.7
IR 4000 SERIES VH | IR4030 VH 18M | Horizontal | 1800 | 2000 | 3000 | No | n/a | 36 | 100 | 0.9 | IR4030-VH-18M-UC36-BC100-TP0.9
IR 4000 SERIES VH | IR4030 VH 18M | Horizontal | 1800 | 2000 | 3000 | No | n/a | 36 | 100 | 1.85 | IR4030-VH-18M-UC36-BC100-TP1.85
IR 4000 SERIES VH | IR4030 VH 18M | Horizontal | 1800 | 2000 | 3000 | No | n/a | 36 | 100 | 2.8 | IR4030-VH-18M-UC36-BC100-TP2.8
IR 4000 SERIES VH | IR4030 VH 18M | Horizontal | 1800 | 2000 | 3000 | No | n/a | 36 | 100 | 3.75 | IR4030-VH-18M-UC36-BC100-TP3.75
IR 4000 SERIES VH | IR4030 VH 18M | Horizontal | 1800 | 2000 | 3000 | No | n/a | 36 | 100 | 4.7 | IR4030-VH-18M-UC36-BC100-TP4.7
IR 4000 SERIES VH | IR4030 VH 18M | Horizontal | 1800 | 2000 | 3000 | No | n/a | 48 | 35 | 0.9 | IR4030-VH-18M-UC48-BC35-TP0.9
IR 4000 SERIES VH | IR4030 VH 18M | Horizontal | 1800 | 2000 | 3000 | No | n/a | 48 | 35 | 1.85 | IR4030-VH-18M-UC48-BC35-TP1.85
IR 4000 SERIES VH | IR4030 VH 18M | Horizontal | 1800 | 2000 | 3000 | No | n/a | 48 | 35 | 2.8 | IR4030-VH-18M-UC48-BC35-TP2.8
IR 4000 SERIES VH | IR4030 VH 18M | Horizontal | 1800 | 2000 | 3000 | No | n/a | 48 | 35 | 3.75 | IR4030-VH-18M-UC48-BC35-TP3.75
IR 4000 SERIES VH | IR4030 VH 18M | Horizontal | 1800 | 2000 | 3000 | No | n/a | 48 | 35 | 4.7 | IR4030-VH-18M-UC48-BC35-TP4.7
IR 4000 SERIES VH | IR4030 VH 18M | Horizontal | 1800 | 2000 | 3000 | No | n/a | 48 | 51.2 | 0.9 | IR4030-VH-18M-UC48-BC51.2-TP0.9
IR 4000 SERIES VH | IR4030 VH 18M | Horizontal | 1800 | 2000 | 3000 | No | n/a | 48 | 51.2 | 1.85 | IR4030-VH-18M-UC48-BC51.2-TP1.85
IR 4000 SERIES VH | IR4030 VH 18M | Horizontal | 1800 | 2000 | 3000 | No | n/a | 48 | 51.2 | 2.8 | IR4030-VH-18M-UC48-BC51.2-TP2.8
IR 4000 SERIES VH | IR4030 VH 18M | Horizontal | 1800 | 2000 | 3000 | No | n/a | 48 | 51.2 | 3.75 | IR4030-VH-18M-UC48-BC51.2-TP3.75
IR 4000 SERIES VH | IR4030 VH 18M | Horizontal | 1800 | 2000 | 3000 | No | n/a | 48 | 51.2 | 4.7 | IR4030-VH-18M-UC48-BC51.2-TP4.7
IR 4000 SERIES VH | IR4030 VH 18M | Horizontal | 1800 | 2000 | 3000 | No | n/a | 48 | 67.5 | 0.9 | IR4030-VH-18M-UC48-BC67.5-TP0.9
IR 4000 SERIES VH | IR4030 VH 18M | Horizontal | 1800 | 2000 | 3000 | No | n/a | 48 | 67.5 | 1.85 | IR4030-VH-18M-UC48-BC67.5-TP1.85
IR 4000 SERIES VH | IR4030 VH 18M | Horizontal | 1800 | 2000 | 3000 | No | n/a | 48 | 67.5 | 2.8 | IR4030-VH-18M-UC48-BC67.5-TP2.8
IR 4000 SERIES VH | IR4030 VH 18M | Horizontal | 1800 | 2000 | 3000 | No | n/a | 48 | 67.5 | 3.75 | IR4030-VH-18M-UC48-BC67.5-TP3.75
IR 4000 SERIES VH | IR4030 VH 18M | Horizontal | 1800 | 2000 | 3000 | No | n/a | 48 | 67.5 | 4.7 | IR4030-VH-18M-UC48-BC67.5-TP4.7
IR 4000 SERIES VH | IR4030 VH 18M | Horizontal | 1800 | 2000 | 3000 | No | n/a | 48 | 83.8 | 0.9 | IR4030-VH-18M-UC48-BC83.8-TP0.9
IR 4000 SERIES VH | IR4030 VH 18M | Horizontal | 1800 | 2000 | 3000 | No | n/a | 48 | 83.8 | 1.85 | IR4030-VH-18M-UC48-BC83.8-TP1.85
IR 4000 SERIES VH | IR4030 VH 18M | Horizontal | 1800 | 2000 | 3000 | No | n/a | 48 | 83.8 | 2.8 | IR4030-VH-18M-UC48-BC83.8-TP2.8
IR 4000 SERIES VH | IR4030 VH 18M | Horizontal | 1800 | 2000 | 3000 | No | n/a | 48 | 83.8 | 3.75 | IR4030-VH-18M-UC48-BC83.8-TP3.75
IR 4000 SERIES VH | IR4030 VH 18M | Horizontal | 1800 | 2000 | 3000 | No | n/a | 48 | 83.8 | 4.7 | IR4030-VH-18M-UC48-BC83.8-TP4.7
IR 4000 SERIES VH | IR4030 VH 18M | Horizontal | 1800 | 2000 | 3000 | No | n/a | 48 | 100 | 0.9 | IR4030-VH-18M-UC48-BC100-TP0.9
IR 4000 SERIES VH | IR4030 VH 18M | Horizontal | 1800 | 2000 | 3000 | No | n/a | 48 | 100 | 1.85 | IR4030-VH-18M-UC48-BC100-TP1.85
IR 4000 SERIES VH | IR4030 VH 18M | Horizontal | 1800 | 2000 | 3000 | No | n/a | 48 | 100 | 2.8 | IR4030-VH-18M-UC48-BC100-TP2.8
IR 4000 SERIES VH | IR4030 VH 18M | Horizontal | 1800 | 2000 | 3000 | No | n/a | 48 | 100 | 3.75 | IR4030-VH-18M-UC48-BC100-TP3.75
IR 4000 SERIES VH | IR4030 VH 18M | Horizontal | 1800 | 2000 | 3000 | No | n/a | 48 | 100 | 4.7 | IR4030-VH-18M-UC48-BC100-TP4.7
IR 4000 SERIES VH | IR4030 VH 18M | Horizontal | 1800 | 2000 | 3000 | No | n/a | 72 | 35 | 0.9 | IR4030-VH-18M-UC72-BC35-TP0.9
IR 4000 SERIES VH | IR4030 VH 18M | Horizontal | 1800 | 2000 | 3000 | No | n/a | 72 | 35 | 1.85 | IR4030-VH-18M-UC72-BC35-TP1.85
IR 4000 SERIES VH | IR4030 VH 18M | Horizontal | 1800 | 2000 | 3000 | No | n/a | 72 | 35 | 2.8 | IR4030-VH-18M-UC72-BC35-TP2.8
IR 4000 SERIES VH | IR4030 VH 18M | Horizontal | 1800 | 2000 | 3000 | No | n/a | 72 | 35 | 3.75 | IR4030-VH-18M-UC72-BC35-TP3.75
IR 4000 SERIES VH | IR4030 VH 18M | Horizontal | 1800 | 2000 | 3000 | No | n/a | 72 | 35 | 4.7 | IR4030-VH-18M-UC72-BC35-TP4.7
IR 4000 SERIES VH | IR4030 VH 18M | Horizontal | 1800 | 2000 | 3000 | No | n/a | 72 | 51.2 | 0.9 | IR4030-VH-18M-UC72-BC51.2-TP0.9
IR 4000 SERIES VH | IR4030 VH 18M | Horizontal | 1800 | 2000 | 3000 | No | n/a | 72 | 51.2 | 1.85 | IR4030-VH-18M-UC72-BC51.2-TP1.85
IR 4000 SERIES VH | IR4030 VH 18M | Horizontal | 1800 | 2000 | 3000 | No | n/a | 72 | 51.2 | 2.8 | IR4030-VH-18M-UC72-BC51.2-TP2.8
IR 4000 SERIES VH | IR4030 VH 18M | Horizontal | 1800 | 2000 | 3000 | No | n/a | 72 | 51.2 | 3.75 | IR4030-VH-18M-UC72-BC51.2-TP3.75
IR 4000 SERIES VH | IR4030 VH 18M | Horizontal | 1800 | 2000 | 3000 | No | n/a | 72 | 51.2 | 4.7 | IR4030-VH-18M-UC72-BC51.2-TP4.7
IR 4000 SERIES VH | IR4030 VH 18M | Horizontal | 1800 | 2000 | 3000 | No | n/a | 72 | 67.5 | 0.9 | IR4030-VH-18M-UC72-BC67.5-TP0.9
IR 4000 SERIES VH | IR4030 VH 18M | Horizontal | 1800 | 2000 | 3000 | No | n/a | 72 | 67.5 | 1.85 | IR4030-VH-18M-UC72-BC67.5-TP1.85
IR 4000 SERIES VH | IR4030 VH 18M | Horizontal | 1800 | 2000 | 3000 | No | n/a | 72 | 67.5 | 2.8 | IR4030-VH-18M-UC72-BC67.5-TP2.8
IR 4000 SERIES VH | IR4030 VH 18M | Horizontal | 1800 | 2000 | 3000 | No | n/a | 72 | 67.5 | 3.75 | IR4030-VH-18M-UC72-BC67.5-TP3.75
IR 4000 SERIES VH | IR4030 VH 18M | Horizontal | 1800 | 2000 | 3000 | No | n/a | 72 | 67.5 | 4.7 | IR4030-VH-18M-UC72-BC67.5-TP4.7
IR 4000 SERIES VH | IR4030 VH 18M | Horizontal | 1800 | 2000 | 3000 | No | n/a | 72 | 83.8 | 0.9 | IR4030-VH-18M-UC72-BC83.8-TP0.9
IR 4000 SERIES VH | IR4030 VH 18M | Horizontal | 1800 | 2000 | 3000 | No | n/a | 72 | 83.8 | 1.85 | IR4030-VH-18M-UC72-BC83.8-TP1.85
IR 4000 SERIES VH | IR4030 VH 18M | Horizontal | 1800 | 2000 | 3000 | No | n/a | 72 | 83.8 | 2.8 | IR4030-VH-18M-UC72-BC83.8-TP2.8
IR 4000 SERIES VH | IR4030 VH 18M | Horizontal | 1800 | 2000 | 3000 | No | n/a | 72 | 83.8 | 3.75 | IR4030-VH-18M-UC72-BC83.8-TP3.75
IR 4000 SERIES VH | IR4030 VH 18M | Horizontal | 1800 | 2000 | 3000 | No | n/a | 72 | 83.8 | 4.7 | IR4030-VH-18M-UC72-BC83.8-TP4.7
IR 4000 SERIES VH | IR4030 VH 18M | Horizontal | 1800 | 2000 | 3000 | No | n/a | 72 | 100 | 0.9 | IR4030-VH-18M-UC72-BC100-TP0.9
IR 4000 SERIES VH | IR4030 VH 18M | Horizontal | 1800 | 2000 | 3000 | No | n/a | 72 | 100 | 1.85 | IR4030-VH-18M-UC72-BC100-TP1.85
IR 4000 SERIES VH | IR4030 VH 18M | Horizontal | 1800 | 2000 | 3000 | No | n/a | 72 | 100 | 2.8 | IR4030-VH-18M-UC72-BC100-TP2.8
IR 4000 SERIES VH | IR4030 VH 18M | Horizontal | 1800 | 2000 | 3000 | No | n/a | 72 | 100 | 3.75 | IR4030-VH-18M-UC72-BC100-TP3.75
IR 4000 SERIES VH | IR4030 VH 18M | Horizontal | 1800 | 2000 | 3000 | No | n/a | 72 | 100 | 4.7 | IR4030-VH-18M-UC72-BC100-TP4.7
IR 4000 SERIES VH | IR4030 VH 18M | Horizontal | 1800 | 2000 | 3000 | No | n/a | 110 | 35 | 0.9 | IR4030-VH-18M-UC110-BC35-TP0.9
IR 4000 SERIES VH | IR4030 VH 18M | Horizontal | 1800 | 2000 | 3000 | No | n/a | 110 | 35 | 1.85 | IR4030-VH-18M-UC110-BC35-TP1.85
IR 4000 SERIES VH | IR4030 VH 18M | Horizontal | 1800 | 2000 | 3000 | No | n/a | 110 | 35 | 2.8 | IR4030-VH-18M-UC110-BC35-TP2.8
IR 4000 SERIES VH | IR4030 VH 18M | Horizontal | 1800 | 2000 | 3000 | No | n/a | 110 | 35 | 3.75 | IR4030-VH-18M-UC110-BC35-TP3.75
IR 4000 SERIES VH | IR4030 VH 18M | Horizontal | 1800 | 2000 | 3000 | No | n/a | 110 | 35 | 4.7 | IR4030-VH-18M-UC110-BC35-TP4.7
IR 4000 SERIES VH | IR4030 VH 18M | Horizontal | 1800 | 2000 | 3000 | No | n/a | 110 | 51.2 | 0.9 | IR4030-VH-18M-UC110-BC51.2-TP0.9
IR 4000 SERIES VH | IR4030 VH 18M | Horizontal | 1800 | 2000 | 3000 | No | n/a | 110 | 51.2 | 1.85 | IR4030-VH-18M-UC110-BC51.2-TP1.85
IR 4000 SERIES VH | IR4030 VH 18M | Horizontal | 1800 | 2000 | 3000 | No | n/a | 110 | 51.2 | 2.8 | IR4030-VH-18M-UC110-BC51.2-TP2.8
IR 4000 SERIES VH | IR4030 VH 18M | Horizontal | 1800 | 2000 | 3000 | No | n/a | 110 | 51.2 | 3.75 | IR4030-VH-18M-UC110-BC51.2-TP3.75
IR 4000 SERIES VH | IR4030 VH 18M | Horizontal | 1800 | 2000 | 3000 | No | n/a | 110 | 51.2 | 4.7 | IR4030-VH-18M-UC110-BC51.2-TP4.7
IR 4000 SERIES VH | IR4030 VH 18M | Horizontal | 1800 | 2000 | 3000 | No | n/a | 110 | 67.5 | 0.9 | IR4030-VH-18M-UC110-BC67.5-TP0.9
IR 4000 SERIES VH | IR4030 VH 18M | Horizontal | 1800 | 2000 | 3000 | No | n/a | 110 | 67.5 | 1.85 | IR4030-VH-18M-UC110-BC67.5-TP1.85
IR 4000 SERIES VH | IR4030 VH 18M | Horizontal | 1800 | 2000 | 3000 | No | n/a | 110 | 67.5 | 2.8 | IR4030-VH-18M-UC110-BC67.5-TP2.8
IR 4000 SERIES VH | IR4030 VH 18M | Horizontal | 1800 | 2000 | 3000 | No | n/a | 110 | 67.5 | 3.75 | IR4030-VH-18M-UC110-BC67.5-TP3.75
IR 4000 SERIES VH | IR4030 VH 18M | Horizontal | 1800 | 2000 | 3000 | No | n/a | 110 | 67.5 | 4.7 | IR4030-VH-18M-UC110-BC67.5-TP4.7
IR 4000 SERIES VH | IR4030 VH 18M | Horizontal | 1800 | 2000 | 3000 | No | n/a | 110 | 83.8 | 0.9 | IR4030-VH-18M-UC110-BC83.8-TP0.9
IR 4000 SERIES VH | IR4030 VH 18M | Horizontal | 1800 | 2000 | 3000 | No | n/a | 110 | 83.8 | 1.85 | IR4030-VH-18M-UC110-BC83.8-TP1.85
IR 4000 SERIES VH | IR4030 VH 18M | Horizontal | 1800 | 2000 | 3000 | No | n/a | 110 | 83.8 | 2.8 | IR4030-VH-18M-UC110-BC83.8-TP2.8
IR 4000 SERIES VH | IR4030 VH 18M | Horizontal | 1800 | 2000 | 3000 | No | n/a | 110 | 83.8 | 3.75 | IR4030-VH-18M-UC110-BC83.8-TP3.75
IR 4000 SERIES VH | IR4030 VH 18M | Horizontal | 1800 | 2000 | 3000 | No | n/a | 110 | 83.8 | 4.7 | IR4030-VH-18M-UC110-BC83.8-TP4.7
IR 4000 SERIES VH | IR4030 VH 18M | Horizontal | 1800 | 2000 | 3000 | No | n/a | 110 | 100 | 0.9 | IR4030-VH-18M-UC110-BC100-TP0.9
IR 4000 SERIES VH | IR4030 VH 18M | Horizontal | 1800 | 2000 | 3000 | No | n/a | 110 | 100 | 1.85 | IR4030-VH-18M-UC110-BC100-TP1.85
IR 4000 SERIES VH | IR4030 VH 18M | Horizontal | 1800 | 2000 | 3000 | No | n/a | 110 | 100 | 2.8 | IR4030-VH-18M-UC110-BC100-TP2.8
IR 4000 SERIES VH | IR4030 VH 18M | Horizontal | 1800 | 2000 | 3000 | No | n/a | 110 | 100 | 3.75 | IR4030-VH-18M-UC110-BC100-TP3.75
IR 4000 SERIES VH | IR4030 VH 18M | Horizontal | 1800 | 2000 | 3000 | No | n/a | 110 | 100 | 4.7 | IR4030-VH-18M-UC110-BC100-TP4.7
IR 4000 SERIES VH | IR4045 VH 18M | Horizontal | 1800 | 2000 | 4500 | No | n/a | 24 | 35 | 0.9 | IR4045-VH-18M-UC24-BC35-TP0.9
IR 4000 SERIES VH | IR4045 VH 18M | Horizontal | 1800 | 2000 | 4500 | No | n/a | 24 | 35 | 1.85 | IR4045-VH-18M-UC24-BC35-TP1.85
IR 4000 SERIES VH | IR4045 VH 18M | Horizontal | 1800 | 2000 | 4500 | No | n/a | 24 | 35 | 2.8 | IR4045-VH-18M-UC24-BC35-TP2.8
IR 4000 SERIES VH | IR4045 VH 18M | Horizontal | 1800 | 2000 | 4500 | No | n/a | 24 | 35 | 3.75 | IR4045-VH-18M-UC24-BC35-TP3.75
IR 4000 SERIES VH | IR4045 VH 18M | Horizontal | 1800 | 2000 | 4500 | No | n/a | 24 | 35 | 4.7 | IR4045-VH-18M-UC24-BC35-TP4.7
IR 4000 SERIES VH | IR4045 VH 18M | Horizontal | 1800 | 2000 | 4500 | No | n/a | 24 | 51.2 | 0.9 | IR4045-VH-18M-UC24-BC51.2-TP0.9
IR 4000 SERIES VH | IR4045 VH 18M | Horizontal | 1800 | 2000 | 4500 | No | n/a | 24 | 51.2 | 1.85 | IR4045-VH-18M-UC24-BC51.2-TP1.85
IR 4000 SERIES VH | IR4045 VH 18M | Horizontal | 1800 | 2000 | 4500 | No | n/a | 24 | 51.2 | 2.8 | IR4045-VH-18M-UC24-BC51.2-TP2.8
IR 4000 SERIES VH | IR4045 VH 18M | Horizontal | 1800 | 2000 | 4500 | No | n/a | 24 | 51.2 | 3.75 | IR4045-VH-18M-UC24-BC51.2-TP3.75
IR 4000 SERIES VH | IR4045 VH 18M | Horizontal | 1800 | 2000 | 4500 | No | n/a | 24 | 51.2 | 4.7 | IR4045-VH-18M-UC24-BC51.2-TP4.7
IR 4000 SERIES VH | IR4045 VH 18M | Horizontal | 1800 | 2000 | 4500 | No | n/a | 24 | 67.5 | 0.9 | IR4045-VH-18M-UC24-BC67.5-TP0.9
IR 4000 SERIES VH | IR4045 VH 18M | Horizontal | 1800 | 2000 | 4500 | No | n/a | 24 | 67.5 | 1.85 | IR4045-VH-18M-UC24-BC67.5-TP1.85
IR 4000 SERIES VH | IR4045 VH 18M | Horizontal | 1800 | 2000 | 4500 | No | n/a | 24 | 67.5 | 2.8 | IR4045-VH-18M-UC24-BC67.5-TP2.8
IR 4000 SERIES VH | IR4045 VH 18M | Horizontal | 1800 | 2000 | 4500 | No | n/a | 24 | 67.5 | 3.75 | IR4045-VH-18M-UC24-BC67.5-TP3.75
IR 4000 SERIES VH | IR4045 VH 18M | Horizontal | 1800 | 2000 | 4500 | No | n/a | 24 | 67.5 | 4.7 | IR4045-VH-18M-UC24-BC67.5-TP4.7
IR 4000 SERIES VH | IR4045 VH 18M | Horizontal | 1800 | 2000 | 4500 | No | n/a | 24 | 83.8 | 0.9 | IR4045-VH-18M-UC24-BC83.8-TP0.9
IR 4000 SERIES VH | IR4045 VH 18M | Horizontal | 1800 | 2000 | 4500 | No | n/a | 24 | 83.8 | 1.85 | IR4045-VH-18M-UC24-BC83.8-TP1.85
IR 4000 SERIES VH | IR4045 VH 18M | Horizontal | 1800 | 2000 | 4500 | No | n/a | 24 | 83.8 | 2.8 | IR4045-VH-18M-UC24-BC83.8-TP2.8
IR 4000 SERIES VH | IR4045 VH 18M | Horizontal | 1800 | 2000 | 4500 | No | n/a | 24 | 83.8 | 3.75 | IR4045-VH-18M-UC24-BC83.8-TP3.75
IR 4000 SERIES VH | IR4045 VH 18M | Horizontal | 1800 | 2000 | 4500 | No | n/a | 24 | 83.8 | 4.7 | IR4045-VH-18M-UC24-BC83.8-TP4.7
IR 4000 SERIES VH | IR4045 VH 18M | Horizontal | 1800 | 2000 | 4500 | No | n/a | 24 | 100 | 0.9 | IR4045-VH-18M-UC24-BC100-TP0.9
IR 4000 SERIES VH | IR4045 VH 18M | Horizontal | 1800 | 2000 | 4500 | No | n/a | 24 | 100 | 1.85 | IR4045-VH-18M-UC24-BC100-TP1.85
IR 4000 SERIES VH | IR4045 VH 18M | Horizontal | 1800 | 2000 | 4500 | No | n/a | 24 | 100 | 2.8 | IR4045-VH-18M-UC24-BC100-TP2.8
IR 4000 SERIES VH | IR4045 VH 18M | Horizontal | 1800 | 2000 | 4500 | No | n/a | 24 | 100 | 3.75 | IR4045-VH-18M-UC24-BC100-TP3.75
IR 4000 SERIES VH | IR4045 VH 18M | Horizontal | 1800 | 2000 | 4500 | No | n/a | 24 | 100 | 4.7 | IR4045-VH-18M-UC24-BC100-TP4.7
IR 4000 SERIES VH | IR4045 VH 18M | Horizontal | 1800 | 2000 | 4500 | No | n/a | 36 | 35 | 0.9 | IR4045-VH-18M-UC36-BC35-TP0.9
IR 4000 SERIES VH | IR4045 VH 18M | Horizontal | 1800 | 2000 | 4500 | No | n/a | 36 | 35 | 1.85 | IR4045-VH-18M-UC36-BC35-TP1.85
IR 4000 SERIES VH | IR4045 VH 18M | Horizontal | 1800 | 2000 | 4500 | No | n/a | 36 | 35 | 2.8 | IR4045-VH-18M-UC36-BC35-TP2.8
IR 4000 SERIES VH | IR4045 VH 18M | Horizontal | 1800 | 2000 | 4500 | No | n/a | 36 | 35 | 3.75 | IR4045-VH-18M-UC36-BC35-TP3.75
IR 4000 SERIES VH | IR4045 VH 18M | Horizontal | 1800 | 2000 | 4500 | No | n/a | 36 | 35 | 4.7 | IR4045-VH-18M-UC36-BC35-TP4.7
IR 4000 SERIES VH | IR4045 VH 18M | Horizontal | 1800 | 2000 | 4500 | No | n/a | 36 | 51.2 | 0.9 | IR4045-VH-18M-UC36-BC51.2-TP0.9
IR 4000 SERIES VH | IR4045 VH 18M | Horizontal | 1800 | 2000 | 4500 | No | n/a | 36 | 51.2 | 1.85 | IR4045-VH-18M-UC36-BC51.2-TP1.85
IR 4000 SERIES VH | IR4045 VH 18M | Horizontal | 1800 | 2000 | 4500 | No | n/a | 36 | 51.2 | 2.8 | IR4045-VH-18M-UC36-BC51.2-TP2.8
IR 4000 SERIES VH | IR4045 VH 18M | Horizontal | 1800 | 2000 | 4500 | No | n/a | 36 | 51.2 | 3.75 | IR4045-VH-18M-UC36-BC51.2-TP3.75
IR 4000 SERIES VH | IR4045 VH 18M | Horizontal | 1800 | 2000 | 4500 | No | n/a | 36 | 51.2 | 4.7 | IR4045-VH-18M-UC36-BC51.2-TP4.7
IR 4000 SERIES VH | IR4045 VH 18M | Horizontal | 1800 | 2000 | 4500 | No | n/a | 36 | 67.5 | 0.9 | IR4045-VH-18M-UC36-BC67.5-TP0.9
IR 4000 SERIES VH | IR4045 VH 18M | Horizontal | 1800 | 2000 | 4500 | No | n/a | 36 | 67.5 | 1.85 | IR4045-VH-18M-UC36-BC67.5-TP1.85
IR 4000 SERIES VH | IR4045 VH 18M | Horizontal | 1800 | 2000 | 4500 | No | n/a | 36 | 67.5 | 2.8 | IR4045-VH-18M-UC36-BC67.5-TP2.8
IR 4000 SERIES VH | IR4045 VH 18M | Horizontal | 1800 | 2000 | 4500 | No | n/a | 36 | 67.5 | 3.75 | IR4045-VH-18M-UC36-BC67.5-TP3.75
IR 4000 SERIES VH | IR4045 VH 18M | Horizontal | 1800 | 2000 | 4500 | No | n/a | 36 | 67.5 | 4.7 | IR4045-VH-18M-UC36-BC67.5-TP4.7
IR 4000 SERIES VH | IR4045 VH 18M | Horizontal | 1800 | 2000 | 4500 | No | n/a | 36 | 83.8 | 0.9 | IR4045-VH-18M-UC36-BC83.8-TP0.9
IR 4000 SERIES VH | IR4045 VH 18M | Horizontal | 1800 | 2000 | 4500 | No | n/a | 36 | 83.8 | 1.85 | IR4045-VH-18M-UC36-BC83.8-TP1.85
IR 4000 SERIES VH | IR4045 VH 18M | Horizontal | 1800 | 2000 | 4500 | No | n/a | 36 | 83.8 | 2.8 | IR4045-VH-18M-UC36-BC83.8-TP2.8
IR 4000 SERIES VH | IR4045 VH 18M | Horizontal | 1800 | 2000 | 4500 | No | n/a | 36 | 83.8 | 3.75 | IR4045-VH-18M-UC36-BC83.8-TP3.75
IR 4000 SERIES VH | IR4045 VH 18M | Horizontal | 1800 | 2000 | 4500 | No | n/a | 36 | 83.8 | 4.7 | IR4045-VH-18M-UC36-BC83.8-TP4.7
IR 4000 SERIES VH | IR4045 VH 18M | Horizontal | 1800 | 2000 | 4500 | No | n/a | 36 | 100 | 0.9 | IR4045-VH-18M-UC36-BC100-TP0.9
IR 4000 SERIES VH | IR4045 VH 18M | Horizontal | 1800 | 2000 | 4500 | No | n/a | 36 | 100 | 1.85 | IR4045-VH-18M-UC36-BC100-TP1.85
IR 4000 SERIES VH | IR4045 VH 18M | Horizontal | 1800 | 2000 | 4500 | No | n/a | 36 | 100 | 2.8 | IR4045-VH-18M-UC36-BC100-TP2.8
IR 4000 SERIES VH | IR4045 VH 18M | Horizontal | 1800 | 2000 | 4500 | No | n/a | 36 | 100 | 3.75 | IR4045-VH-18M-UC36-BC100-TP3.75
IR 4000 SERIES VH | IR4045 VH 18M | Horizontal | 1800 | 2000 | 4500 | No | n/a | 36 | 100 | 4.7 | IR4045-VH-18M-UC36-BC100-TP4.7
IR 4000 SERIES VH | IR4045 VH 18M | Horizontal | 1800 | 2000 | 4500 | No | n/a | 48 | 35 | 0.9 | IR4045-VH-18M-UC48-BC35-TP0.9
IR 4000 SERIES VH | IR4045 VH 18M | Horizontal | 1800 | 2000 | 4500 | No | n/a | 48 | 35 | 1.85 | IR4045-VH-18M-UC48-BC35-TP1.85
IR 4000 SERIES VH | IR4045 VH 18M | Horizontal | 1800 | 2000 | 4500 | No | n/a | 48 | 35 | 2.8 | IR4045-VH-18M-UC48-BC35-TP2.8
IR 4000 SERIES VH | IR4045 VH 18M | Horizontal | 1800 | 2000 | 4500 | No | n/a | 48 | 35 | 3.75 | IR4045-VH-18M-UC48-BC35-TP3.75
IR 4000 SERIES VH | IR4045 VH 18M | Horizontal | 1800 | 2000 | 4500 | No | n/a | 48 | 35 | 4.7 | IR4045-VH-18M-UC48-BC35-TP4.7
IR 4000 SERIES VH | IR4045 VH 18M | Horizontal | 1800 | 2000 | 4500 | No | n/a | 48 | 51.2 | 0.9 | IR4045-VH-18M-UC48-BC51.2-TP0.9
IR 4000 SERIES VH | IR4045 VH 18M | Horizontal | 1800 | 2000 | 4500 | No | n/a | 48 | 51.2 | 1.85 | IR4045-VH-18M-UC48-BC51.2-TP1.85
IR 4000 SERIES VH | IR4045 VH 18M | Horizontal | 1800 | 2000 | 4500 | No | n/a | 48 | 51.2 | 2.8 | IR4045-VH-18M-UC48-BC51.2-TP2.8
IR 4000 SERIES VH | IR4045 VH 18M | Horizontal | 1800 | 2000 | 4500 | No | n/a | 48 | 51.2 | 3.75 | IR4045-VH-18M-UC48-BC51.2-TP3.75
IR 4000 SERIES VH | IR4045 VH 18M | Horizontal | 1800 | 2000 | 4500 | No | n/a | 48 | 51.2 | 4.7 | IR4045-VH-18M-UC48-BC51.2-TP4.7
IR 4000 SERIES VH | IR4045 VH 18M | Horizontal | 1800 | 2000 | 4500 | No | n/a | 48 | 67.5 | 0.9 | IR4045-VH-18M-UC48-BC67.5-TP0.9
IR 4000 SERIES VH | IR4045 VH 18M | Horizontal | 1800 | 2000 | 4500 | No | n/a | 48 | 67.5 | 1.85 | IR4045-VH-18M-UC48-BC67.5-TP1.85
IR 4000 SERIES VH | IR4045 VH 18M | Horizontal | 1800 | 2000 | 4500 | No | n/a | 48 | 67.5 | 2.8 | IR4045-VH-18M-UC48-BC67.5-TP2.8
IR 4000 SERIES VH | IR4045 VH 18M | Horizontal | 1800 | 2000 | 4500 | No | n/a | 48 | 67.5 | 3.75 | IR4045-VH-18M-UC48-BC67.5-TP3.75
IR 4000 SERIES VH | IR4045 VH 18M | Horizontal | 1800 | 2000 | 4500 | No | n/a | 48 | 67.5 | 4.7 | IR4045-VH-18M-UC48-BC67.5-TP4.7
IR 4000 SERIES VH | IR4045 VH 18M | Horizontal | 1800 | 2000 | 4500 | No | n/a | 48 | 83.8 | 0.9 | IR4045-VH-18M-UC48-BC83.8-TP0.9
IR 4000 SERIES VH | IR4045 VH 18M | Horizontal | 1800 | 2000 | 4500 | No | n/a | 48 | 83.8 | 1.85 | IR4045-VH-18M-UC48-BC83.8-TP1.85
IR 4000 SERIES VH | IR4045 VH 18M | Horizontal | 1800 | 2000 | 4500 | No | n/a | 48 | 83.8 | 2.8 | IR4045-VH-18M-UC48-BC83.8-TP2.8
IR 4000 SERIES VH | IR4045 VH 18M | Horizontal | 1800 | 2000 | 4500 | No | n/a | 48 | 83.8 | 3.75 | IR4045-VH-18M-UC48-BC83.8-TP3.75
IR 4000 SERIES VH | IR4045 VH 18M | Horizontal | 1800 | 2000 | 4500 | No | n/a | 48 | 83.8 | 4.7 | IR4045-VH-18M-UC48-BC83.8-TP4.7
IR 4000 SERIES VH | IR4045 VH 18M | Horizontal | 1800 | 2000 | 4500 | No | n/a | 48 | 100 | 0.9 | IR4045-VH-18M-UC48-BC100-TP0.9
IR 4000 SERIES VH | IR4045 VH 18M | Horizontal | 1800 | 2000 | 4500 | No | n/a | 48 | 100 | 1.85 | IR4045-VH-18M-UC48-BC100-TP1.85
IR 4000 SERIES VH | IR4045 VH 18M | Horizontal | 1800 | 2000 | 4500 | No | n/a | 48 | 100 | 2.8 | IR4045-VH-18M-UC48-BC100-TP2.8
IR 4000 SERIES VH | IR4045 VH 18M | Horizontal | 1800 | 2000 | 4500 | No | n/a | 48 | 100 | 3.75 | IR4045-VH-18M-UC48-BC100-TP3.75
IR 4000 SERIES VH | IR4045 VH 18M | Horizontal | 1800 | 2000 | 4500 | No | n/a | 48 | 100 | 4.7 | IR4045-VH-18M-UC48-BC100-TP4.7
IR 4000 SERIES VH | IR4045 VH 18M | Horizontal | 1800 | 2000 | 4500 | No | n/a | 72 | 35 | 0.9 | IR4045-VH-18M-UC72-BC35-TP0.9
IR 4000 SERIES VH | IR4045 VH 18M | Horizontal | 1800 | 2000 | 4500 | No | n/a | 72 | 35 | 1.85 | IR4045-VH-18M-UC72-BC35-TP1.85
IR 4000 SERIES VH | IR4045 VH 18M | Horizontal | 1800 | 2000 | 4500 | No | n/a | 72 | 35 | 2.8 | IR4045-VH-18M-UC72-BC35-TP2.8
IR 4000 SERIES VH | IR4045 VH 18M | Horizontal | 1800 | 2000 | 4500 | No | n/a | 72 | 35 | 3.75 | IR4045-VH-18M-UC72-BC35-TP3.75
IR 4000 SERIES VH | IR4045 VH 18M | Horizontal | 1800 | 2000 | 4500 | No | n/a | 72 | 35 | 4.7 | IR4045-VH-18M-UC72-BC35-TP4.7
IR 4000 SERIES VH | IR4045 VH 18M | Horizontal | 1800 | 2000 | 4500 | No | n/a | 72 | 51.2 | 0.9 | IR4045-VH-18M-UC72-BC51.2-TP0.9
IR 4000 SERIES VH | IR4045 VH 18M | Horizontal | 1800 | 2000 | 4500 | No | n/a | 72 | 51.2 | 1.85 | IR4045-VH-18M-UC72-BC51.2-TP1.85
IR 4000 SERIES VH | IR4045 VH 18M | Horizontal | 1800 | 2000 | 4500 | No | n/a | 72 | 51.2 | 2.8 | IR4045-VH-18M-UC72-BC51.2-TP2.8
IR 4000 SERIES VH | IR4045 VH 18M | Horizontal | 1800 | 2000 | 4500 | No | n/a | 72 | 51.2 | 3.75 | IR4045-VH-18M-UC72-BC51.2-TP3.75
IR 4000 SERIES VH | IR4045 VH 18M | Horizontal | 1800 | 2000 | 4500 | No | n/a | 72 | 51.2 | 4.7 | IR4045-VH-18M-UC72-BC51.2-TP4.7
IR 4000 SERIES VH | IR4045 VH 18M | Horizontal | 1800 | 2000 | 4500 | No | n/a | 72 | 67.5 | 0.9 | IR4045-VH-18M-UC72-BC67.5-TP0.9
IR 4000 SERIES VH | IR4045 VH 18M | Horizontal | 1800 | 2000 | 4500 | No | n/a | 72 | 67.5 | 1.85 | IR4045-VH-18M-UC72-BC67.5-TP1.85
IR 4000 SERIES VH | IR4045 VH 18M | Horizontal | 1800 | 2000 | 4500 | No | n/a | 72 | 67.5 | 2.8 | IR4045-VH-18M-UC72-BC67.5-TP2.8
IR 4000 SERIES VH | IR4045 VH 18M | Horizontal | 1800 | 2000 | 4500 | No | n/a | 72 | 67.5 | 3.75 | IR4045-VH-18M-UC72-BC67.5-TP3.75
IR 4000 SERIES VH | IR4045 VH 18M | Horizontal | 1800 | 2000 | 4500 | No | n/a | 72 | 67.5 | 4.7 | IR4045-VH-18M-UC72-BC67.5-TP4.7
IR 4000 SERIES VH | IR4045 VH 18M | Horizontal | 1800 | 2000 | 4500 | No | n/a | 72 | 83.8 | 0.9 | IR4045-VH-18M-UC72-BC83.8-TP0.9
IR 4000 SERIES VH | IR4045 VH 18M | Horizontal | 1800 | 2000 | 4500 | No | n/a | 72 | 83.8 | 1.85 | IR4045-VH-18M-UC72-BC83.8-TP1.85
IR 4000 SERIES VH | IR4045 VH 18M | Horizontal | 1800 | 2000 | 4500 | No | n/a | 72 | 83.8 | 2.8 | IR4045-VH-18M-UC72-BC83.8-TP2.8
IR 4000 SERIES VH | IR4045 VH 18M | Horizontal | 1800 | 2000 | 4500 | No | n/a | 72 | 83.8 | 3.75 | IR4045-VH-18M-UC72-BC83.8-TP3.75
IR 4000 SERIES VH | IR4045 VH 18M | Horizontal | 1800 | 2000 | 4500 | No | n/a | 72 | 83.8 | 4.7 | IR4045-VH-18M-UC72-BC83.8-TP4.7
IR 4000 SERIES VH | IR4045 VH 18M | Horizontal | 1800 | 2000 | 4500 | No | n/a | 72 | 100 | 0.9 | IR4045-VH-18M-UC72-BC100-TP0.9
IR 4000 SERIES VH | IR4045 VH 18M | Horizontal | 1800 | 2000 | 4500 | No | n/a | 72 | 100 | 1.85 | IR4045-VH-18M-UC72-BC100-TP1.85
IR 4000 SERIES VH | IR4045 VH 18M | Horizontal | 1800 | 2000 | 4500 | No | n/a | 72 | 100 | 2.8 | IR4045-VH-18M-UC72-BC100-TP2.8
IR 4000 SERIES VH | IR4045 VH 18M | Horizontal | 1800 | 2000 | 4500 | No | n/a | 72 | 100 | 3.75 | IR4045-VH-18M-UC72-BC100-TP3.75
IR 4000 SERIES VH | IR4045 VH 18M | Horizontal | 1800 | 2000 | 4500 | No | n/a | 72 | 100 | 4.7 | IR4045-VH-18M-UC72-BC100-TP4.7
IR 4000 SERIES VH | IR4045 VH 18M | Horizontal | 1800 | 2000 | 4500 | No | n/a | 110 | 35 | 0.9 | IR4045-VH-18M-UC110-BC35-TP0.9
IR 4000 SERIES VH | IR4045 VH 18M | Horizontal | 1800 | 2000 | 4500 | No | n/a | 110 | 35 | 1.85 | IR4045-VH-18M-UC110-BC35-TP1.85
IR 4000 SERIES VH | IR4045 VH 18M | Horizontal | 1800 | 2000 | 4500 | No | n/a | 110 | 35 | 2.8 | IR4045-VH-18M-UC110-BC35-TP2.8
IR 4000 SERIES VH | IR4045 VH 18M | Horizontal | 1800 | 2000 | 4500 | No | n/a | 110 | 35 | 3.75 | IR4045-VH-18M-UC110-BC35-TP3.75
IR 4000 SERIES VH | IR4045 VH 18M | Horizontal | 1800 | 2000 | 4500 | No | n/a | 110 | 35 | 4.7 | IR4045-VH-18M-UC110-BC35-TP4.7
IR 4000 SERIES VH | IR4045 VH 18M | Horizontal | 1800 | 2000 | 4500 | No | n/a | 110 | 51.2 | 0.9 | IR4045-VH-18M-UC110-BC51.2-TP0.9
IR 4000 SERIES VH | IR4045 VH 18M | Horizontal | 1800 | 2000 | 4500 | No | n/a | 110 | 51.2 | 1.85 | IR4045-VH-18M-UC110-BC51.2-TP1.85
IR 4000 SERIES VH | IR4045 VH 18M | Horizontal | 1800 | 2000 | 4500 | No | n/a | 110 | 51.2 | 2.8 | IR4045-VH-18M-UC110-BC51.2-TP2.8
IR 4000 SERIES VH | IR4045 VH 18M | Horizontal | 1800 | 2000 | 4500 | No | n/a | 110 | 51.2 | 3.75 | IR4045-VH-18M-UC110-BC51.2-TP3.75
IR 4000 SERIES VH | IR4045 VH 18M | Horizontal | 1800 | 2000 | 4500 | No | n/a | 110 | 51.2 | 4.7 | IR4045-VH-18M-UC110-BC51.2-TP4.7
IR 4000 SERIES VH | IR4045 VH 18M | Horizontal | 1800 | 2000 | 4500 | No | n/a | 110 | 67.5 | 0.9 | IR4045-VH-18M-UC110-BC67.5-TP0.9
IR 4000 SERIES VH | IR4045 VH 18M | Horizontal | 1800 | 2000 | 4500 | No | n/a | 110 | 67.5 | 1.85 | IR4045-VH-18M-UC110-BC67.5-TP1.85
IR 4000 SERIES VH | IR4045 VH 18M | Horizontal | 1800 | 2000 | 4500 | No | n/a | 110 | 67.5 | 2.8 | IR4045-VH-18M-UC110-BC67.5-TP2.8
IR 4000 SERIES VH | IR4045 VH 18M | Horizontal | 1800 | 2000 | 4500 | No | n/a | 110 | 67.5 | 3.75 | IR4045-VH-18M-UC110-BC67.5-TP3.75
IR 4000 SERIES VH | IR4045 VH 18M | Horizontal | 1800 | 2000 | 4500 | No | n/a | 110 | 67.5 | 4.7 | IR4045-VH-18M-UC110-BC67.5-TP4.7
IR 4000 SERIES VH | IR4045 VH 18M | Horizontal | 1800 | 2000 | 4500 | No | n/a | 110 | 83.8 | 0.9 | IR4045-VH-18M-UC110-BC83.8-TP0.9
IR 4000 SERIES VH | IR4045 VH 18M | Horizontal | 1800 | 2000 | 4500 | No | n/a | 110 | 83.8 | 1.85 | IR4045-VH-18M-UC110-BC83.8-TP1.85
IR 4000 SERIES VH | IR4045 VH 18M | Horizontal | 1800 | 2000 | 4500 | No | n/a | 110 | 83.8 | 2.8 | IR4045-VH-18M-UC110-BC83.8-TP2.8
IR 4000 SERIES VH | IR4045 VH 18M | Horizontal | 1800 | 2000 | 4500 | No | n/a | 110 | 83.8 | 3.75 | IR4045-VH-18M-UC110-BC83.8-TP3.75
IR 4000 SERIES VH | IR4045 VH 18M | Horizontal | 1800 | 2000 | 4500 | No | n/a | 110 | 83.8 | 4.7 | IR4045-VH-18M-UC110-BC83.8-TP4.7
IR 4000 SERIES VH | IR4045 VH 18M | Horizontal | 1800 | 2000 | 4500 | No | n/a | 110 | 100 | 0.9 | IR4045-VH-18M-UC110-BC100-TP0.9
IR 4000 SERIES VH | IR4045 VH 18M | Horizontal | 1800 | 2000 | 4500 | No | n/a | 110 | 100 | 1.85 | IR4045-VH-18M-UC110-BC100-TP1.85
IR 4000 SERIES VH | IR4045 VH 18M | Horizontal | 1800 | 2000 | 4500 | No | n/a | 110 | 100 | 2.8 | IR4045-VH-18M-UC110-BC100-TP2.8
IR 4000 SERIES VH | IR4045 VH 18M | Horizontal | 1800 | 2000 | 4500 | No | n/a | 110 | 100 | 3.75 | IR4045-VH-18M-UC110-BC100-TP3.75
IR 4000 SERIES VH | IR4045 VH 18M | Horizontal | 1800 | 2000 | 4500 | No | n/a | 110 | 100 | 4.7 | IR4045-VH-18M-UC110-BC100-TP4.7
IR 4000 SERIES VH | IR4030 VH 36M | Horizontal | 3600 | 4000 | 3000 | No | n/a | 24 | 50 | 0.9 | IR4030-VH-36M-UC24-BC50-TP0.9
IR 4000 SERIES VH | IR4030 VH 36M | Horizontal | 3600 | 4000 | 3000 | No | n/a | 24 | 50 | 1.85 | IR4030-VH-36M-UC24-BC50-TP1.85
IR 4000 SERIES VH | IR4030 VH 36M | Horizontal | 3600 | 4000 | 3000 | No | n/a | 24 | 50 | 2.8 | IR4030-VH-36M-UC24-BC50-TP2.8
IR 4000 SERIES VH | IR4030 VH 36M | Horizontal | 3600 | 4000 | 3000 | No | n/a | 24 | 50 | 3.75 | IR4030-VH-36M-UC24-BC50-TP3.75
IR 4000 SERIES VH | IR4030 VH 36M | Horizontal | 3600 | 4000 | 3000 | No | n/a | 24 | 50 | 4.7 | IR4030-VH-36M-UC24-BC50-TP4.7
IR 4000 SERIES VH | IR4030 VH 36M | Horizontal | 3600 | 4000 | 3000 | No | n/a | 24 | 51.2 | 0.9 | IR4030-VH-36M-UC24-BC51.2-TP0.9
IR 4000 SERIES VH | IR4030 VH 36M | Horizontal | 3600 | 4000 | 3000 | No | n/a | 24 | 51.2 | 1.85 | IR4030-VH-36M-UC24-BC51.2-TP1.85
IR 4000 SERIES VH | IR4030 VH 36M | Horizontal | 3600 | 4000 | 3000 | No | n/a | 24 | 51.2 | 2.8 | IR4030-VH-36M-UC24-BC51.2-TP2.8
IR 4000 SERIES VH | IR4030 VH 36M | Horizontal | 3600 | 4000 | 3000 | No | n/a | 24 | 51.2 | 3.75 | IR4030-VH-36M-UC24-BC51.2-TP3.75
IR 4000 SERIES VH | IR4030 VH 36M | Horizontal | 3600 | 4000 | 3000 | No | n/a | 24 | 51.2 | 4.7 | IR4030-VH-36M-UC24-BC51.2-TP4.7
IR 4000 SERIES VH | IR4030 VH 36M | Horizontal | 3600 | 4000 | 3000 | No | n/a | 24 | 52.5 | 0.9 | IR4030-VH-36M-UC24-BC52.5-TP0.9
IR 4000 SERIES VH | IR4030 VH 36M | Horizontal | 3600 | 4000 | 3000 | No | n/a | 24 | 52.5 | 1.85 | IR4030-VH-36M-UC24-BC52.5-TP1.85
IR 4000 SERIES VH | IR4030 VH 36M | Horizontal | 3600 | 4000 | 3000 | No | n/a | 24 | 52.5 | 2.8 | IR4030-VH-36M-UC24-BC52.5-TP2.8
IR 4000 SERIES VH | IR4030 VH 36M | Horizontal | 3600 | 4000 | 3000 | No | n/a | 24 | 52.5 | 3.75 | IR4030-VH-36M-UC24-BC52.5-TP3.75
IR 4000 SERIES VH | IR4030 VH 36M | Horizontal | 3600 | 4000 | 3000 | No | n/a | 24 | 52.5 | 4.7 | IR4030-VH-36M-UC24-BC52.5-TP4.7
IR 4000 SERIES VH | IR4030 VH 36M | Horizontal | 3600 | 4000 | 3000 | No | n/a | 24 | 53.8 | 0.9 | IR4030-VH-36M-UC24-BC53.8-TP0.9
IR 4000 SERIES VH | IR4030 VH 36M | Horizontal | 3600 | 4000 | 3000 | No | n/a | 24 | 53.8 | 1.85 | IR4030-VH-36M-UC24-BC53.8-TP1.85
IR 4000 SERIES VH | IR4030 VH 36M | Horizontal | 3600 | 4000 | 3000 | No | n/a | 24 | 53.8 | 2.8 | IR4030-VH-36M-UC24-BC53.8-TP2.8
IR 4000 SERIES VH | IR4030 VH 36M | Horizontal | 3600 | 4000 | 3000 | No | n/a | 24 | 53.8 | 3.75 | IR4030-VH-36M-UC24-BC53.8-TP3.75
IR 4000 SERIES VH | IR4030 VH 36M | Horizontal | 3600 | 4000 | 3000 | No | n/a | 24 | 53.8 | 4.7 | IR4030-VH-36M-UC24-BC53.8-TP4.7
IR 4000 SERIES VH | IR4030 VH 36M | Horizontal | 3600 | 4000 | 3000 | No | n/a | 24 | 55 | 0.9 | IR4030-VH-36M-UC24-BC55-TP0.9
IR 4000 SERIES VH | IR4030 VH 36M | Horizontal | 3600 | 4000 | 3000 | No | n/a | 24 | 55 | 1.85 | IR4030-VH-36M-UC24-BC55-TP1.85
IR 4000 SERIES VH | IR4030 VH 36M | Horizontal | 3600 | 4000 | 3000 | No | n/a | 24 | 55 | 2.8 | IR4030-VH-36M-UC24-BC55-TP2.8
IR 4000 SERIES VH | IR4030 VH 36M | Horizontal | 3600 | 4000 | 3000 | No | n/a | 24 | 55 | 3.75 | IR4030-VH-36M-UC24-BC55-TP3.75
IR 4000 SERIES VH | IR4030 VH 36M | Horizontal | 3600 | 4000 | 3000 | No | n/a | 24 | 55 | 4.7 | IR4030-VH-36M-UC24-BC55-TP4.7
IR 4000 SERIES VH | IR4030 VH 36M | Horizontal | 3600 | 4000 | 3000 | No | n/a | 36 | 50 | 0.9 | IR4030-VH-36M-UC36-BC50-TP0.9
IR 4000 SERIES VH | IR4030 VH 36M | Horizontal | 3600 | 4000 | 3000 | No | n/a | 36 | 50 | 1.85 | IR4030-VH-36M-UC36-BC50-TP1.85
IR 4000 SERIES VH | IR4030 VH 36M | Horizontal | 3600 | 4000 | 3000 | No | n/a | 36 | 50 | 2.8 | IR4030-VH-36M-UC36-BC50-TP2.8
IR 4000 SERIES VH | IR4030 VH 36M | Horizontal | 3600 | 4000 | 3000 | No | n/a | 36 | 50 | 3.75 | IR4030-VH-36M-UC36-BC50-TP3.75
IR 4000 SERIES VH | IR4030 VH 36M | Horizontal | 3600 | 4000 | 3000 | No | n/a | 36 | 50 | 4.7 | IR4030-VH-36M-UC36-BC50-TP4.7
IR 4000 SERIES VH | IR4030 VH 36M | Horizontal | 3600 | 4000 | 3000 | No | n/a | 36 | 51.2 | 0.9 | IR4030-VH-36M-UC36-BC51.2-TP0.9
IR 4000 SERIES VH | IR4030 VH 36M | Horizontal | 3600 | 4000 | 3000 | No | n/a | 36 | 51.2 | 1.85 | IR4030-VH-36M-UC36-BC51.2-TP1.85
IR 4000 SERIES VH | IR4030 VH 36M | Horizontal | 3600 | 4000 | 3000 | No | n/a | 36 | 51.2 | 2.8 | IR4030-VH-36M-UC36-BC51.2-TP2.8
IR 4000 SERIES VH | IR4030 VH 36M | Horizontal | 3600 | 4000 | 3000 | No | n/a | 36 | 51.2 | 3.75 | IR4030-VH-36M-UC36-BC51.2-TP3.75
IR 4000 SERIES VH | IR4030 VH 36M | Horizontal | 3600 | 4000 | 3000 | No | n/a | 36 | 51.2 | 4.7 | IR4030-VH-36M-UC36-BC51.2-TP4.7
IR 4000 SERIES VH | IR4030 VH 36M | Horizontal | 3600 | 4000 | 3000 | No | n/a | 36 | 52.5 | 0.9 | IR4030-VH-36M-UC36-BC52.5-TP0.9
IR 4000 SERIES VH | IR4030 VH 36M | Horizontal | 3600 | 4000 | 3000 | No | n/a | 36 | 52.5 | 1.85 | IR4030-VH-36M-UC36-BC52.5-TP1.85
IR 4000 SERIES VH | IR4030 VH 36M | Horizontal | 3600 | 4000 | 3000 | No | n/a | 36 | 52.5 | 2.8 | IR4030-VH-36M-UC36-BC52.5-TP2.8
IR 4000 SERIES VH | IR4030 VH 36M | Horizontal | 3600 | 4000 | 3000 | No | n/a | 36 | 52.5 | 3.75 | IR4030-VH-36M-UC36-BC52.5-TP3.75
IR 4000 SERIES VH | IR4030 VH 36M | Horizontal | 3600 | 4000 | 3000 | No | n/a | 36 | 52.5 | 4.7 | IR4030-VH-36M-UC36-BC52.5-TP4.7
IR 4000 SERIES VH | IR4030 VH 36M | Horizontal | 3600 | 4000 | 3000 | No | n/a | 36 | 53.8 | 0.9 | IR4030-VH-36M-UC36-BC53.8-TP0.9
IR 4000 SERIES VH | IR4030 VH 36M | Horizontal | 3600 | 4000 | 3000 | No | n/a | 36 | 53.8 | 1.85 | IR4030-VH-36M-UC36-BC53.8-TP1.85
IR 4000 SERIES VH | IR4030 VH 36M | Horizontal | 3600 | 4000 | 3000 | No | n/a | 36 | 53.8 | 2.8 | IR4030-VH-36M-UC36-BC53.8-TP2.8
IR 4000 SERIES VH | IR4030 VH 36M | Horizontal | 3600 | 4000 | 3000 | No | n/a | 36 | 53.8 | 3.75 | IR4030-VH-36M-UC36-BC53.8-TP3.75
IR 4000 SERIES VH | IR4030 VH 36M | Horizontal | 3600 | 4000 | 3000 | No | n/a | 36 | 53.8 | 4.7 | IR4030-VH-36M-UC36-BC53.8-TP4.7
IR 4000 SERIES VH | IR4030 VH 36M | Horizontal | 3600 | 4000 | 3000 | No | n/a | 36 | 55 | 0.9 | IR4030-VH-36M-UC36-BC55-TP0.9
IR 4000 SERIES VH | IR4030 VH 36M | Horizontal | 3600 | 4000 | 3000 | No | n/a | 36 | 55 | 1.85 | IR4030-VH-36M-UC36-BC55-TP1.85
IR 4000 SERIES VH | IR4030 VH 36M | Horizontal | 3600 | 4000 | 3000 | No | n/a | 36 | 55 | 2.8 | IR4030-VH-36M-UC36-BC55-TP2.8
IR 4000 SERIES VH | IR4030 VH 36M | Horizontal | 3600 | 4000 | 3000 | No | n/a | 36 | 55 | 3.75 | IR4030-VH-36M-UC36-BC55-TP3.75
IR 4000 SERIES VH | IR4030 VH 36M | Horizontal | 3600 | 4000 | 3000 | No | n/a | 36 | 55 | 4.7 | IR4030-VH-36M-UC36-BC55-TP4.7
IR 4000 SERIES VH | IR4030 VH 36M | Horizontal | 3600 | 4000 | 3000 | No | n/a | 48 | 50 | 0.9 | IR4030-VH-36M-UC48-BC50-TP0.9
IR 4000 SERIES VH | IR4030 VH 36M | Horizontal | 3600 | 4000 | 3000 | No | n/a | 48 | 50 | 1.85 | IR4030-VH-36M-UC48-BC50-TP1.85
IR 4000 SERIES VH | IR4030 VH 36M | Horizontal | 3600 | 4000 | 3000 | No | n/a | 48 | 50 | 2.8 | IR4030-VH-36M-UC48-BC50-TP2.8
IR 4000 SERIES VH | IR4030 VH 36M | Horizontal | 3600 | 4000 | 3000 | No | n/a | 48 | 50 | 3.75 | IR4030-VH-36M-UC48-BC50-TP3.75
IR 4000 SERIES VH | IR4030 VH 36M | Horizontal | 3600 | 4000 | 3000 | No | n/a | 48 | 50 | 4.7 | IR4030-VH-36M-UC48-BC50-TP4.7
IR 4000 SERIES VH | IR4030 VH 36M | Horizontal | 3600 | 4000 | 3000 | No | n/a | 48 | 51.2 | 0.9 | IR4030-VH-36M-UC48-BC51.2-TP0.9
IR 4000 SERIES VH | IR4030 VH 36M | Horizontal | 3600 | 4000 | 3000 | No | n/a | 48 | 51.2 | 1.85 | IR4030-VH-36M-UC48-BC51.2-TP1.85
IR 4000 SERIES VH | IR4030 VH 36M | Horizontal | 3600 | 4000 | 3000 | No | n/a | 48 | 51.2 | 2.8 | IR4030-VH-36M-UC48-BC51.2-TP2.8
IR 4000 SERIES VH | IR4030 VH 36M | Horizontal | 3600 | 4000 | 3000 | No | n/a | 48 | 51.2 | 3.75 | IR4030-VH-36M-UC48-BC51.2-TP3.75
IR 4000 SERIES VH | IR4030 VH 36M | Horizontal | 3600 | 4000 | 3000 | No | n/a | 48 | 51.2 | 4.7 | IR4030-VH-36M-UC48-BC51.2-TP4.7
IR 4000 SERIES VH | IR4030 VH 36M | Horizontal | 3600 | 4000 | 3000 | No | n/a | 48 | 52.5 | 0.9 | IR4030-VH-36M-UC48-BC52.5-TP0.9
IR 4000 SERIES VH | IR4030 VH 36M | Horizontal | 3600 | 4000 | 3000 | No | n/a | 48 | 52.5 | 1.85 | IR4030-VH-36M-UC48-BC52.5-TP1.85
IR 4000 SERIES VH | IR4030 VH 36M | Horizontal | 3600 | 4000 | 3000 | No | n/a | 48 | 52.5 | 2.8 | IR4030-VH-36M-UC48-BC52.5-TP2.8
IR 4000 SERIES VH | IR4030 VH 36M | Horizontal | 3600 | 4000 | 3000 | No | n/a | 48 | 52.5 | 3.75 | IR4030-VH-36M-UC48-BC52.5-TP3.75
IR 4000 SERIES VH | IR4030 VH 36M | Horizontal | 3600 | 4000 | 3000 | No | n/a | 48 | 52.5 | 4.7 | IR4030-VH-36M-UC48-BC52.5-TP4.7
IR 4000 SERIES VH | IR4030 VH 36M | Horizontal | 3600 | 4000 | 3000 | No | n/a | 48 | 53.8 | 0.9 | IR4030-VH-36M-UC48-BC53.8-TP0.9
IR 4000 SERIES VH | IR4030 VH 36M | Horizontal | 3600 | 4000 | 3000 | No | n/a | 48 | 53.8 | 1.85 | IR4030-VH-36M-UC48-BC53.8-TP1.85
IR 4000 SERIES VH | IR4030 VH 36M | Horizontal | 3600 | 4000 | 3000 | No | n/a | 48 | 53.8 | 2.8 | IR4030-VH-36M-UC48-BC53.8-TP2.8
IR 4000 SERIES VH | IR4030 VH 36M | Horizontal | 3600 | 4000 | 3000 | No | n/a | 48 | 53.8 | 3.75 | IR4030-VH-36M-UC48-BC53.8-TP3.75
IR 4000 SERIES VH | IR4030 VH 36M | Horizontal | 3600 | 4000 | 3000 | No | n/a | 48 | 53.8 | 4.7 | IR4030-VH-36M-UC48-BC53.8-TP4.7
IR 4000 SERIES VH | IR4030 VH 36M | Horizontal | 3600 | 4000 | 3000 | No | n/a | 48 | 55 | 0.9 | IR4030-VH-36M-UC48-BC55-TP0.9
IR 4000 SERIES VH | IR4030 VH 36M | Horizontal | 3600 | 4000 | 3000 | No | n/a | 48 | 55 | 1.85 | IR4030-VH-36M-UC48-BC55-TP1.85
IR 4000 SERIES VH | IR4030 VH 36M | Horizontal | 3600 | 4000 | 3000 | No | n/a | 48 | 55 | 2.8 | IR4030-VH-36M-UC48-BC55-TP2.8
IR 4000 SERIES VH | IR4030 VH 36M | Horizontal | 3600 | 4000 | 3000 | No | n/a | 48 | 55 | 3.75 | IR4030-VH-36M-UC48-BC55-TP3.75
IR 4000 SERIES VH | IR4030 VH 36M | Horizontal | 3600 | 4000 | 3000 | No | n/a | 48 | 55 | 4.7 | IR4030-VH-36M-UC48-BC55-TP4.7
IR 4000 SERIES VH | IR4030 VH 36M | Horizontal | 3600 | 4000 | 3000 | No | n/a | 72 | 50 | 0.9 | IR4030-VH-36M-UC72-BC50-TP0.9
IR 4000 SERIES VH | IR4030 VH 36M | Horizontal | 3600 | 4000 | 3000 | No | n/a | 72 | 50 | 1.85 | IR4030-VH-36M-UC72-BC50-TP1.85
IR 4000 SERIES VH | IR4030 VH 36M | Horizontal | 3600 | 4000 | 3000 | No | n/a | 72 | 50 | 2.8 | IR4030-VH-36M-UC72-BC50-TP2.8
IR 4000 SERIES VH | IR4030 VH 36M | Horizontal | 3600 | 4000 | 3000 | No | n/a | 72 | 50 | 3.75 | IR4030-VH-36M-UC72-BC50-TP3.75
IR 4000 SERIES VH | IR4030 VH 36M | Horizontal | 3600 | 4000 | 3000 | No | n/a | 72 | 50 | 4.7 | IR4030-VH-36M-UC72-BC50-TP4.7
IR 4000 SERIES VH | IR4030 VH 36M | Horizontal | 3600 | 4000 | 3000 | No | n/a | 72 | 51.2 | 0.9 | IR4030-VH-36M-UC72-BC51.2-TP0.9
IR 4000 SERIES VH | IR4030 VH 36M | Horizontal | 3600 | 4000 | 3000 | No | n/a | 72 | 51.2 | 1.85 | IR4030-VH-36M-UC72-BC51.2-TP1.85
IR 4000 SERIES VH | IR4030 VH 36M | Horizontal | 3600 | 4000 | 3000 | No | n/a | 72 | 51.2 | 2.8 | IR4030-VH-36M-UC72-BC51.2-TP2.8
IR 4000 SERIES VH | IR4030 VH 36M | Horizontal | 3600 | 4000 | 3000 | No | n/a | 72 | 51.2 | 3.75 | IR4030-VH-36M-UC72-BC51.2-TP3.75
IR 4000 SERIES VH | IR4030 VH 36M | Horizontal | 3600 | 4000 | 3000 | No | n/a | 72 | 51.2 | 4.7 | IR4030-VH-36M-UC72-BC51.2-TP4.7
IR 4000 SERIES VH | IR4030 VH 36M | Horizontal | 3600 | 4000 | 3000 | No | n/a | 72 | 52.5 | 0.9 | IR4030-VH-36M-UC72-BC52.5-TP0.9
IR 4000 SERIES VH | IR4030 VH 36M | Horizontal | 3600 | 4000 | 3000 | No | n/a | 72 | 52.5 | 1.85 | IR4030-VH-36M-UC72-BC52.5-TP1.85
IR 4000 SERIES VH | IR4030 VH 36M | Horizontal | 3600 | 4000 | 3000 | No | n/a | 72 | 52.5 | 2.8 | IR4030-VH-36M-UC72-BC52.5-TP2.8
IR 4000 SERIES VH | IR4030 VH 36M | Horizontal | 3600 | 4000 | 3000 | No | n/a | 72 | 52.5 | 3.75 | IR4030-VH-36M-UC72-BC52.5-TP3.75
IR 4000 SERIES VH | IR4030 VH 36M | Horizontal | 3600 | 4000 | 3000 | No | n/a | 72 | 52.5 | 4.7 | IR4030-VH-36M-UC72-BC52.5-TP4.7
IR 4000 SERIES VH | IR4030 VH 36M | Horizontal | 3600 | 4000 | 3000 | No | n/a | 72 | 53.8 | 0.9 | IR4030-VH-36M-UC72-BC53.8-TP0.9
IR 4000 SERIES VH | IR4030 VH 36M | Horizontal | 3600 | 4000 | 3000 | No | n/a | 72 | 53.8 | 1.85 | IR4030-VH-36M-UC72-BC53.8-TP1.85
IR 4000 SERIES VH | IR4030 VH 36M | Horizontal | 3600 | 4000 | 3000 | No | n/a | 72 | 53.8 | 2.8 | IR4030-VH-36M-UC72-BC53.8-TP2.8
IR 4000 SERIES VH | IR4030 VH 36M | Horizontal | 3600 | 4000 | 3000 | No | n/a | 72 | 53.8 | 3.75 | IR4030-VH-36M-UC72-BC53.8-TP3.75
IR 4000 SERIES VH | IR4030 VH 36M | Horizontal | 3600 | 4000 | 3000 | No | n/a | 72 | 53.8 | 4.7 | IR4030-VH-36M-UC72-BC53.8-TP4.7
IR 4000 SERIES VH | IR4030 VH 36M | Horizontal | 3600 | 4000 | 3000 | No | n/a | 72 | 55 | 0.9 | IR4030-VH-36M-UC72-BC55-TP0.9
IR 4000 SERIES VH | IR4030 VH 36M | Horizontal | 3600 | 4000 | 3000 | No | n/a | 72 | 55 | 1.85 | IR4030-VH-36M-UC72-BC55-TP1.85
IR 4000 SERIES VH | IR4030 VH 36M | Horizontal | 3600 | 4000 | 3000 | No | n/a | 72 | 55 | 2.8 | IR4030-VH-36M-UC72-BC55-TP2.8
IR 4000 SERIES VH | IR4030 VH 36M | Horizontal | 3600 | 4000 | 3000 | No | n/a | 72 | 55 | 3.75 | IR4030-VH-36M-UC72-BC55-TP3.75
IR 4000 SERIES VH | IR4030 VH 36M | Horizontal | 3600 | 4000 | 3000 | No | n/a | 72 | 55 | 4.7 | IR4030-VH-36M-UC72-BC55-TP4.7
IR 4000 SERIES VH | IR4030 VH 36M | Horizontal | 3600 | 4000 | 3000 | No | n/a | 110 | 50 | 0.9 | IR4030-VH-36M-UC110-BC50-TP0.9
IR 4000 SERIES VH | IR4030 VH 36M | Horizontal | 3600 | 4000 | 3000 | No | n/a | 110 | 50 | 1.85 | IR4030-VH-36M-UC110-BC50-TP1.85
IR 4000 SERIES VH | IR4030 VH 36M | Horizontal | 3600 | 4000 | 3000 | No | n/a | 110 | 50 | 2.8 | IR4030-VH-36M-UC110-BC50-TP2.8
IR 4000 SERIES VH | IR4030 VH 36M | Horizontal | 3600 | 4000 | 3000 | No | n/a | 110 | 50 | 3.75 | IR4030-VH-36M-UC110-BC50-TP3.75
IR 4000 SERIES VH | IR4030 VH 36M | Horizontal | 3600 | 4000 | 3000 | No | n/a | 110 | 50 | 4.7 | IR4030-VH-36M-UC110-BC50-TP4.7
IR 4000 SERIES VH | IR4030 VH 36M | Horizontal | 3600 | 4000 | 3000 | No | n/a | 110 | 51.2 | 0.9 | IR4030-VH-36M-UC110-BC51.2-TP0.9
IR 4000 SERIES VH | IR4030 VH 36M | Horizontal | 3600 | 4000 | 3000 | No | n/a | 110 | 51.2 | 1.85 | IR4030-VH-36M-UC110-BC51.2-TP1.85
IR 4000 SERIES VH | IR4030 VH 36M | Horizontal | 3600 | 4000 | 3000 | No | n/a | 110 | 51.2 | 2.8 | IR4030-VH-36M-UC110-BC51.2-TP2.8
IR 4000 SERIES VH | IR4030 VH 36M | Horizontal | 3600 | 4000 | 3000 | No | n/a | 110 | 51.2 | 3.75 | IR4030-VH-36M-UC110-BC51.2-TP3.75
IR 4000 SERIES VH | IR4030 VH 36M | Horizontal | 3600 | 4000 | 3000 | No | n/a | 110 | 51.2 | 4.7 | IR4030-VH-36M-UC110-BC51.2-TP4.7
IR 4000 SERIES VH | IR4030 VH 36M | Horizontal | 3600 | 4000 | 3000 | No | n/a | 110 | 52.5 | 0.9 | IR4030-VH-36M-UC110-BC52.5-TP0.9
IR 4000 SERIES VH | IR4030 VH 36M | Horizontal | 3600 | 4000 | 3000 | No | n/a | 110 | 52.5 | 1.85 | IR4030-VH-36M-UC110-BC52.5-TP1.85
IR 4000 SERIES VH | IR4030 VH 36M | Horizontal | 3600 | 4000 | 3000 | No | n/a | 110 | 52.5 | 2.8 | IR4030-VH-36M-UC110-BC52.5-TP2.8
IR 4000 SERIES VH | IR4030 VH 36M | Horizontal | 3600 | 4000 | 3000 | No | n/a | 110 | 52.5 | 3.75 | IR4030-VH-36M-UC110-BC52.5-TP3.75
IR 4000 SERIES VH | IR4030 VH 36M | Horizontal | 3600 | 4000 | 3000 | No | n/a | 110 | 52.5 | 4.7 | IR4030-VH-36M-UC110-BC52.5-TP4.7
IR 4000 SERIES VH | IR4030 VH 36M | Horizontal | 3600 | 4000 | 3000 | No | n/a | 110 | 53.8 | 0.9 | IR4030-VH-36M-UC110-BC53.8-TP0.9
IR 4000 SERIES VH | IR4030 VH 36M | Horizontal | 3600 | 4000 | 3000 | No | n/a | 110 | 53.8 | 1.85 | IR4030-VH-36M-UC110-BC53.8-TP1.85
IR 4000 SERIES VH | IR4030 VH 36M | Horizontal | 3600 | 4000 | 3000 | No | n/a | 110 | 53.8 | 2.8 | IR4030-VH-36M-UC110-BC53.8-TP2.8
IR 4000 SERIES VH | IR4030 VH 36M | Horizontal | 3600 | 4000 | 3000 | No | n/a | 110 | 53.8 | 3.75 | IR4030-VH-36M-UC110-BC53.8-TP3.75
IR 4000 SERIES VH | IR4030 VH 36M | Horizontal | 3600 | 4000 | 3000 | No | n/a | 110 | 53.8 | 4.7 | IR4030-VH-36M-UC110-BC53.8-TP4.7
IR 4000 SERIES VH | IR4030 VH 36M | Horizontal | 3600 | 4000 | 3000 | No | n/a | 110 | 55 | 0.9 | IR4030-VH-36M-UC110-BC55-TP0.9
IR 4000 SERIES VH | IR4030 VH 36M | Horizontal | 3600 | 4000 | 3000 | No | n/a | 110 | 55 | 1.85 | IR4030-VH-36M-UC110-BC55-TP1.85
IR 4000 SERIES VH | IR4030 VH 36M | Horizontal | 3600 | 4000 | 3000 | No | n/a | 110 | 55 | 2.8 | IR4030-VH-36M-UC110-BC55-TP2.8
IR 4000 SERIES VH | IR4030 VH 36M | Horizontal | 3600 | 4000 | 3000 | No | n/a | 110 | 55 | 3.75 | IR4030-VH-36M-UC110-BC55-TP3.75
IR 4000 SERIES VH | IR4030 VH 36M | Horizontal | 3600 | 4000 | 3000 | No | n/a | 110 | 55 | 4.7 | IR4030-VH-36M-UC110-BC55-TP4.7
IR 4000 SERIES VH | IR4045 VH 36M | Horizontal | 3600 | 4000 | 4500 | No | n/a | 24 | 50 | 0.9 | IR4045-VH-36M-UC24-BC50-TP0.9
IR 4000 SERIES VH | IR4045 VH 36M | Horizontal | 3600 | 4000 | 4500 | No | n/a | 24 | 50 | 1.85 | IR4045-VH-36M-UC24-BC50-TP1.85
IR 4000 SERIES VH | IR4045 VH 36M | Horizontal | 3600 | 4000 | 4500 | No | n/a | 24 | 50 | 2.8 | IR4045-VH-36M-UC24-BC50-TP2.8
IR 4000 SERIES VH | IR4045 VH 36M | Horizontal | 3600 | 4000 | 4500 | No | n/a | 24 | 50 | 3.75 | IR4045-VH-36M-UC24-BC50-TP3.75
IR 4000 SERIES VH | IR4045 VH 36M | Horizontal | 3600 | 4000 | 4500 | No | n/a | 24 | 50 | 4.7 | IR4045-VH-36M-UC24-BC50-TP4.7
IR 4000 SERIES VH | IR4045 VH 36M | Horizontal | 3600 | 4000 | 4500 | No | n/a | 24 | 51.2 | 0.9 | IR4045-VH-36M-UC24-BC51.2-TP0.9
IR 4000 SERIES VH | IR4045 VH 36M | Horizontal | 3600 | 4000 | 4500 | No | n/a | 24 | 51.2 | 1.85 | IR4045-VH-36M-UC24-BC51.2-TP1.85
IR 4000 SERIES VH | IR4045 VH 36M | Horizontal | 3600 | 4000 | 4500 | No | n/a | 24 | 51.2 | 2.8 | IR4045-VH-36M-UC24-BC51.2-TP2.8
IR 4000 SERIES VH | IR4045 VH 36M | Horizontal | 3600 | 4000 | 4500 | No | n/a | 24 | 51.2 | 3.75 | IR4045-VH-36M-UC24-BC51.2-TP3.75
IR 4000 SERIES VH | IR4045 VH 36M | Horizontal | 3600 | 4000 | 4500 | No | n/a | 24 | 51.2 | 4.7 | IR4045-VH-36M-UC24-BC51.2-TP4.7
IR 4000 SERIES VH | IR4045 VH 36M | Horizontal | 3600 | 4000 | 4500 | No | n/a | 24 | 52.5 | 0.9 | IR4045-VH-36M-UC24-BC52.5-TP0.9
IR 4000 SERIES VH | IR4045 VH 36M | Horizontal | 3600 | 4000 | 4500 | No | n/a | 24 | 52.5 | 1.85 | IR4045-VH-36M-UC24-BC52.5-TP1.85
IR 4000 SERIES VH | IR4045 VH 36M | Horizontal | 3600 | 4000 | 4500 | No | n/a | 24 | 52.5 | 2.8 | IR4045-VH-36M-UC24-BC52.5-TP2.8
IR 4000 SERIES VH | IR4045 VH 36M | Horizontal | 3600 | 4000 | 4500 | No | n/a | 24 | 52.5 | 3.75 | IR4045-VH-36M-UC24-BC52.5-TP3.75
IR 4000 SERIES VH | IR4045 VH 36M | Horizontal | 3600 | 4000 | 4500 | No | n/a | 24 | 52.5 | 4.7 | IR4045-VH-36M-UC24-BC52.5-TP4.7
IR 4000 SERIES VH | IR4045 VH 36M | Horizontal | 3600 | 4000 | 4500 | No | n/a | 24 | 53.8 | 0.9 | IR4045-VH-36M-UC24-BC53.8-TP0.9
IR 4000 SERIES VH | IR4045 VH 36M | Horizontal | 3600 | 4000 | 4500 | No | n/a | 24 | 53.8 | 1.85 | IR4045-VH-36M-UC24-BC53.8-TP1.85
IR 4000 SERIES VH | IR4045 VH 36M | Horizontal | 3600 | 4000 | 4500 | No | n/a | 24 | 53.8 | 2.8 | IR4045-VH-36M-UC24-BC53.8-TP2.8
IR 4000 SERIES VH | IR4045 VH 36M | Horizontal | 3600 | 4000 | 4500 | No | n/a | 24 | 53.8 | 3.75 | IR4045-VH-36M-UC24-BC53.8-TP3.75
IR 4000 SERIES VH | IR4045 VH 36M | Horizontal | 3600 | 4000 | 4500 | No | n/a | 24 | 53.8 | 4.7 | IR4045-VH-36M-UC24-BC53.8-TP4.7
IR 4000 SERIES VH | IR4045 VH 36M | Horizontal | 3600 | 4000 | 4500 | No | n/a | 24 | 55 | 0.9 | IR4045-VH-36M-UC24-BC55-TP0.9
IR 4000 SERIES VH | IR4045 VH 36M | Horizontal | 3600 | 4000 | 4500 | No | n/a | 24 | 55 | 1.85 | IR4045-VH-36M-UC24-BC55-TP1.85
IR 4000 SERIES VH | IR4045 VH 36M | Horizontal | 3600 | 4000 | 4500 | No | n/a | 24 | 55 | 2.8 | IR4045-VH-36M-UC24-BC55-TP2.8
IR 4000 SERIES VH | IR4045 VH 36M | Horizontal | 3600 | 4000 | 4500 | No | n/a | 24 | 55 | 3.75 | IR4045-VH-36M-UC24-BC55-TP3.75
IR 4000 SERIES VH | IR4045 VH 36M | Horizontal | 3600 | 4000 | 4500 | No | n/a | 24 | 55 | 4.7 | IR4045-VH-36M-UC24-BC55-TP4.7
IR 4000 SERIES VH | IR4045 VH 36M | Horizontal | 3600 | 4000 | 4500 | No | n/a | 36 | 50 | 0.9 | IR4045-VH-36M-UC36-BC50-TP0.9
IR 4000 SERIES VH | IR4045 VH 36M | Horizontal | 3600 | 4000 | 4500 | No | n/a | 36 | 50 | 1.85 | IR4045-VH-36M-UC36-BC50-TP1.85
IR 4000 SERIES VH | IR4045 VH 36M | Horizontal | 3600 | 4000 | 4500 | No | n/a | 36 | 50 | 2.8 | IR4045-VH-36M-UC36-BC50-TP2.8
IR 4000 SERIES VH | IR4045 VH 36M | Horizontal | 3600 | 4000 | 4500 | No | n/a | 36 | 50 | 3.75 | IR4045-VH-36M-UC36-BC50-TP3.75
IR 4000 SERIES VH | IR4045 VH 36M | Horizontal | 3600 | 4000 | 4500 | No | n/a | 36 | 50 | 4.7 | IR4045-VH-36M-UC36-BC50-TP4.7
IR 4000 SERIES VH | IR4045 VH 36M | Horizontal | 3600 | 4000 | 4500 | No | n/a | 36 | 51.2 | 0.9 | IR4045-VH-36M-UC36-BC51.2-TP0.9
IR 4000 SERIES VH | IR4045 VH 36M | Horizontal | 3600 | 4000 | 4500 | No | n/a | 36 | 51.2 | 1.85 | IR4045-VH-36M-UC36-BC51.2-TP1.85
IR 4000 SERIES VH | IR4045 VH 36M | Horizontal | 3600 | 4000 | 4500 | No | n/a | 36 | 51.2 | 2.8 | IR4045-VH-36M-UC36-BC51.2-TP2.8
IR 4000 SERIES VH | IR4045 VH 36M | Horizontal | 3600 | 4000 | 4500 | No | n/a | 36 | 51.2 | 3.75 | IR4045-VH-36M-UC36-BC51.2-TP3.75
IR 4000 SERIES VH | IR4045 VH 36M | Horizontal | 3600 | 4000 | 4500 | No | n/a | 36 | 51.2 | 4.7 | IR4045-VH-36M-UC36-BC51.2-TP4.7
IR 4000 SERIES VH | IR4045 VH 36M | Horizontal | 3600 | 4000 | 4500 | No | n/a | 36 | 52.5 | 0.9 | IR4045-VH-36M-UC36-BC52.5-TP0.9
IR 4000 SERIES VH | IR4045 VH 36M | Horizontal | 3600 | 4000 | 4500 | No | n/a | 36 | 52.5 | 1.85 | IR4045-VH-36M-UC36-BC52.5-TP1.85
IR 4000 SERIES VH | IR4045 VH 36M | Horizontal | 3600 | 4000 | 4500 | No | n/a | 36 | 52.5 | 2.8 | IR4045-VH-36M-UC36-BC52.5-TP2.8
IR 4000 SERIES VH | IR4045 VH 36M | Horizontal | 3600 | 4000 | 4500 | No | n/a | 36 | 52.5 | 3.75 | IR4045-VH-36M-UC36-BC52.5-TP3.75
IR 4000 SERIES VH | IR4045 VH 36M | Horizontal | 3600 | 4000 | 4500 | No | n/a | 36 | 52.5 | 4.7 | IR4045-VH-36M-UC36-BC52.5-TP4.7
IR 4000 SERIES VH | IR4045 VH 36M | Horizontal | 3600 | 4000 | 4500 | No | n/a | 36 | 53.8 | 0.9 | IR4045-VH-36M-UC36-BC53.8-TP0.9
IR 4000 SERIES VH | IR4045 VH 36M | Horizontal | 3600 | 4000 | 4500 | No | n/a | 36 | 53.8 | 1.85 | IR4045-VH-36M-UC36-BC53.8-TP1.85
IR 4000 SERIES VH | IR4045 VH 36M | Horizontal | 3600 | 4000 | 4500 | No | n/a | 36 | 53.8 | 2.8 | IR4045-VH-36M-UC36-BC53.8-TP2.8
IR 4000 SERIES VH | IR4045 VH 36M | Horizontal | 3600 | 4000 | 4500 | No | n/a | 36 | 53.8 | 3.75 | IR4045-VH-36M-UC36-BC53.8-TP3.75
IR 4000 SERIES VH | IR4045 VH 36M | Horizontal | 3600 | 4000 | 4500 | No | n/a | 36 | 53.8 | 4.7 | IR4045-VH-36M-UC36-BC53.8-TP4.7
IR 4000 SERIES VH | IR4045 VH 36M | Horizontal | 3600 | 4000 | 4500 | No | n/a | 36 | 55 | 0.9 | IR4045-VH-36M-UC36-BC55-TP0.9
IR 4000 SERIES VH | IR4045 VH 36M | Horizontal | 3600 | 4000 | 4500 | No | n/a | 36 | 55 | 1.85 | IR4045-VH-36M-UC36-BC55-TP1.85
IR 4000 SERIES VH | IR4045 VH 36M | Horizontal | 3600 | 4000 | 4500 | No | n/a | 36 | 55 | 2.8 | IR4045-VH-36M-UC36-BC55-TP2.8
IR 4000 SERIES VH | IR4045 VH 36M | Horizontal | 3600 | 4000 | 4500 | No | n/a | 36 | 55 | 3.75 | IR4045-VH-36M-UC36-BC55-TP3.75
IR 4000 SERIES VH | IR4045 VH 36M | Horizontal | 3600 | 4000 | 4500 | No | n/a | 36 | 55 | 4.7 | IR4045-VH-36M-UC36-BC55-TP4.7
IR 4000 SERIES VH | IR4045 VH 36M | Horizontal | 3600 | 4000 | 4500 | No | n/a | 48 | 50 | 0.9 | IR4045-VH-36M-UC48-BC50-TP0.9
IR 4000 SERIES VH | IR4045 VH 36M | Horizontal | 3600 | 4000 | 4500 | No | n/a | 48 | 50 | 1.85 | IR4045-VH-36M-UC48-BC50-TP1.85
IR 4000 SERIES VH | IR4045 VH 36M | Horizontal | 3600 | 4000 | 4500 | No | n/a | 48 | 50 | 2.8 | IR4045-VH-36M-UC48-BC50-TP2.8
IR 4000 SERIES VH | IR4045 VH 36M | Horizontal | 3600 | 4000 | 4500 | No | n/a | 48 | 50 | 3.75 | IR4045-VH-36M-UC48-BC50-TP3.75
IR 4000 SERIES VH | IR4045 VH 36M | Horizontal | 3600 | 4000 | 4500 | No | n/a | 48 | 50 | 4.7 | IR4045-VH-36M-UC48-BC50-TP4.7
IR 4000 SERIES VH | IR4045 VH 36M | Horizontal | 3600 | 4000 | 4500 | No | n/a | 48 | 51.2 | 0.9 | IR4045-VH-36M-UC48-BC51.2-TP0.9
IR 4000 SERIES VH | IR4045 VH 36M | Horizontal | 3600 | 4000 | 4500 | No | n/a | 48 | 51.2 | 1.85 | IR4045-VH-36M-UC48-BC51.2-TP1.85
IR 4000 SERIES VH | IR4045 VH 36M | Horizontal | 3600 | 4000 | 4500 | No | n/a | 48 | 51.2 | 2.8 | IR4045-VH-36M-UC48-BC51.2-TP2.8
IR 4000 SERIES VH | IR4045 VH 36M | Horizontal | 3600 | 4000 | 4500 | No | n/a | 48 | 51.2 | 3.75 | IR4045-VH-36M-UC48-BC51.2-TP3.75
IR 4000 SERIES VH | IR4045 VH 36M | Horizontal | 3600 | 4000 | 4500 | No | n/a | 48 | 51.2 | 4.7 | IR4045-VH-36M-UC48-BC51.2-TP4.7
IR 4000 SERIES VH | IR4045 VH 36M | Horizontal | 3600 | 4000 | 4500 | No | n/a | 48 | 52.5 | 0.9 | IR4045-VH-36M-UC48-BC52.5-TP0.9
IR 4000 SERIES VH | IR4045 VH 36M | Horizontal | 3600 | 4000 | 4500 | No | n/a | 48 | 52.5 | 1.85 | IR4045-VH-36M-UC48-BC52.5-TP1.85
IR 4000 SERIES VH | IR4045 VH 36M | Horizontal | 3600 | 4000 | 4500 | No | n/a | 48 | 52.5 | 2.8 | IR4045-VH-36M-UC48-BC52.5-TP2.8
IR 4000 SERIES VH | IR4045 VH 36M | Horizontal | 3600 | 4000 | 4500 | No | n/a | 48 | 52.5 | 3.75 | IR4045-VH-36M-UC48-BC52.5-TP3.75
IR 4000 SERIES VH | IR4045 VH 36M | Horizontal | 3600 | 4000 | 4500 | No | n/a | 48 | 52.5 | 4.7 | IR4045-VH-36M-UC48-BC52.5-TP4.7
IR 4000 SERIES VH | IR4045 VH 36M | Horizontal | 3600 | 4000 | 4500 | No | n/a | 48 | 53.8 | 0.9 | IR4045-VH-36M-UC48-BC53.8-TP0.9
IR 4000 SERIES VH | IR4045 VH 36M | Horizontal | 3600 | 4000 | 4500 | No | n/a | 48 | 53.8 | 1.85 | IR4045-VH-36M-UC48-BC53.8-TP1.85
IR 4000 SERIES VH | IR4045 VH 36M | Horizontal | 3600 | 4000 | 4500 | No | n/a | 48 | 53.8 | 2.8 | IR4045-VH-36M-UC48-BC53.8-TP2.8
IR 4000 SERIES VH | IR4045 VH 36M | Horizontal | 3600 | 4000 | 4500 | No | n/a | 48 | 53.8 | 3.75 | IR4045-VH-36M-UC48-BC53.8-TP3.75
IR 4000 SERIES VH | IR4045 VH 36M | Horizontal | 3600 | 4000 | 4500 | No | n/a | 48 | 53.8 | 4.7 | IR4045-VH-36M-UC48-BC53.8-TP4.7
IR 4000 SERIES VH | IR4045 VH 36M | Horizontal | 3600 | 4000 | 4500 | No | n/a | 48 | 55 | 0.9 | IR4045-VH-36M-UC48-BC55-TP0.9
IR 4000 SERIES VH | IR4045 VH 36M | Horizontal | 3600 | 4000 | 4500 | No | n/a | 48 | 55 | 1.85 | IR4045-VH-36M-UC48-BC55-TP1.85
IR 4000 SERIES VH | IR4045 VH 36M | Horizontal | 3600 | 4000 | 4500 | No | n/a | 48 | 55 | 2.8 | IR4045-VH-36M-UC48-BC55-TP2.8
IR 4000 SERIES VH | IR4045 VH 36M | Horizontal | 3600 | 4000 | 4500 | No | n/a | 48 | 55 | 3.75 | IR4045-VH-36M-UC48-BC55-TP3.75
IR 4000 SERIES VH | IR4045 VH 36M | Horizontal | 3600 | 4000 | 4500 | No | n/a | 48 | 55 | 4.7 | IR4045-VH-36M-UC48-BC55-TP4.7
IR 4000 SERIES VH | IR4045 VH 36M | Horizontal | 3600 | 4000 | 4500 | No | n/a | 72 | 50 | 0.9 | IR4045-VH-36M-UC72-BC50-TP0.9
IR 4000 SERIES VH | IR4045 VH 36M | Horizontal | 3600 | 4000 | 4500 | No | n/a | 72 | 50 | 1.85 | IR4045-VH-36M-UC72-BC50-TP1.85
IR 4000 SERIES VH | IR4045 VH 36M | Horizontal | 3600 | 4000 | 4500 | No | n/a | 72 | 50 | 2.8 | IR4045-VH-36M-UC72-BC50-TP2.8
IR 4000 SERIES VH | IR4045 VH 36M | Horizontal | 3600 | 4000 | 4500 | No | n/a | 72 | 50 | 3.75 | IR4045-VH-36M-UC72-BC50-TP3.75
IR 4000 SERIES VH | IR4045 VH 36M | Horizontal | 3600 | 4000 | 4500 | No | n/a | 72 | 50 | 4.7 | IR4045-VH-36M-UC72-BC50-TP4.7
IR 4000 SERIES VH | IR4045 VH 36M | Horizontal | 3600 | 4000 | 4500 | No | n/a | 72 | 51.2 | 0.9 | IR4045-VH-36M-UC72-BC51.2-TP0.9
IR 4000 SERIES VH | IR4045 VH 36M | Horizontal | 3600 | 4000 | 4500 | No | n/a | 72 | 51.2 | 1.85 | IR4045-VH-36M-UC72-BC51.2-TP1.85
IR 4000 SERIES VH | IR4045 VH 36M | Horizontal | 3600 | 4000 | 4500 | No | n/a | 72 | 51.2 | 2.8 | IR4045-VH-36M-UC72-BC51.2-TP2.8
IR 4000 SERIES VH | IR4045 VH 36M | Horizontal | 3600 | 4000 | 4500 | No | n/a | 72 | 51.2 | 3.75 | IR4045-VH-36M-UC72-BC51.2-TP3.75
IR 4000 SERIES VH | IR4045 VH 36M | Horizontal | 3600 | 4000 | 4500 | No | n/a | 72 | 51.2 | 4.7 | IR4045-VH-36M-UC72-BC51.2-TP4.7
IR 4000 SERIES VH | IR4045 VH 36M | Horizontal | 3600 | 4000 | 4500 | No | n/a | 72 | 52.5 | 0.9 | IR4045-VH-36M-UC72-BC52.5-TP0.9
IR 4000 SERIES VH | IR4045 VH 36M | Horizontal | 3600 | 4000 | 4500 | No | n/a | 72 | 52.5 | 1.85 | IR4045-VH-36M-UC72-BC52.5-TP1.85
IR 4000 SERIES VH | IR4045 VH 36M | Horizontal | 3600 | 4000 | 4500 | No | n/a | 72 | 52.5 | 2.8 | IR4045-VH-36M-UC72-BC52.5-TP2.8
IR 4000 SERIES VH | IR4045 VH 36M | Horizontal | 3600 | 4000 | 4500 | No | n/a | 72 | 52.5 | 3.75 | IR4045-VH-36M-UC72-BC52.5-TP3.75
IR 4000 SERIES VH | IR4045 VH 36M | Horizontal | 3600 | 4000 | 4500 | No | n/a | 72 | 52.5 | 4.7 | IR4045-VH-36M-UC72-BC52.5-TP4.7
IR 4000 SERIES VH | IR4045 VH 36M | Horizontal | 3600 | 4000 | 4500 | No | n/a | 72 | 53.8 | 0.9 | IR4045-VH-36M-UC72-BC53.8-TP0.9
IR 4000 SERIES VH | IR4045 VH 36M | Horizontal | 3600 | 4000 | 4500 | No | n/a | 72 | 53.8 | 1.85 | IR4045-VH-36M-UC72-BC53.8-TP1.85
IR 4000 SERIES VH | IR4045 VH 36M | Horizontal | 3600 | 4000 | 4500 | No | n/a | 72 | 53.8 | 2.8 | IR4045-VH-36M-UC72-BC53.8-TP2.8
IR 4000 SERIES VH | IR4045 VH 36M | Horizontal | 3600 | 4000 | 4500 | No | n/a | 72 | 53.8 | 3.75 | IR4045-VH-36M-UC72-BC53.8-TP3.75
IR 4000 SERIES VH | IR4045 VH 36M | Horizontal | 3600 | 4000 | 4500 | No | n/a | 72 | 53.8 | 4.7 | IR4045-VH-36M-UC72-BC53.8-TP4.7
IR 4000 SERIES VH | IR4045 VH 36M | Horizontal | 3600 | 4000 | 4500 | No | n/a | 72 | 55 | 0.9 | IR4045-VH-36M-UC72-BC55-TP0.9
IR 4000 SERIES VH | IR4045 VH 36M | Horizontal | 3600 | 4000 | 4500 | No | n/a | 72 | 55 | 1.85 | IR4045-VH-36M-UC72-BC55-TP1.85
IR 4000 SERIES VH | IR4045 VH 36M | Horizontal | 3600 | 4000 | 4500 | No | n/a | 72 | 55 | 2.8 | IR4045-VH-36M-UC72-BC55-TP2.8
IR 4000 SERIES VH | IR4045 VH 36M | Horizontal | 3600 | 4000 | 4500 | No | n/a | 72 | 55 | 3.75 | IR4045-VH-36M-UC72-BC55-TP3.75
IR 4000 SERIES VH | IR4045 VH 36M | Horizontal | 3600 | 4000 | 4500 | No | n/a | 72 | 55 | 4.7 | IR4045-VH-36M-UC72-BC55-TP4.7
IR 4000 SERIES VH | IR4045 VH 36M | Horizontal | 3600 | 4000 | 4500 | No | n/a | 110 | 50 | 0.9 | IR4045-VH-36M-UC110-BC50-TP0.9
IR 4000 SERIES VH | IR4045 VH 36M | Horizontal | 3600 | 4000 | 4500 | No | n/a | 110 | 50 | 1.85 | IR4045-VH-36M-UC110-BC50-TP1.85
IR 4000 SERIES VH | IR4045 VH 36M | Horizontal | 3600 | 4000 | 4500 | No | n/a | 110 | 50 | 2.8 | IR4045-VH-36M-UC110-BC50-TP2.8
IR 4000 SERIES VH | IR4045 VH 36M | Horizontal | 3600 | 4000 | 4500 | No | n/a | 110 | 50 | 3.75 | IR4045-VH-36M-UC110-BC50-TP3.75
IR 4000 SERIES VH | IR4045 VH 36M | Horizontal | 3600 | 4000 | 4500 | No | n/a | 110 | 50 | 4.7 | IR4045-VH-36M-UC110-BC50-TP4.7
IR 4000 SERIES VH | IR4045 VH 36M | Horizontal | 3600 | 4000 | 4500 | No | n/a | 110 | 51.2 | 0.9 | IR4045-VH-36M-UC110-BC51.2-TP0.9
IR 4000 SERIES VH | IR4045 VH 36M | Horizontal | 3600 | 4000 | 4500 | No | n/a | 110 | 51.2 | 1.85 | IR4045-VH-36M-UC110-BC51.2-TP1.85
IR 4000 SERIES VH | IR4045 VH 36M | Horizontal | 3600 | 4000 | 4500 | No | n/a | 110 | 51.2 | 2.8 | IR4045-VH-36M-UC110-BC51.2-TP2.8
IR 4000 SERIES VH | IR4045 VH 36M | Horizontal | 3600 | 4000 | 4500 | No | n/a | 110 | 51.2 | 3.75 | IR4045-VH-36M-UC110-BC51.2-TP3.75
IR 4000 SERIES VH | IR4045 VH 36M | Horizontal | 3600 | 4000 | 4500 | No | n/a | 110 | 51.2 | 4.7 | IR4045-VH-36M-UC110-BC51.2-TP4.7
IR 4000 SERIES VH | IR4045 VH 36M | Horizontal | 3600 | 4000 | 4500 | No | n/a | 110 | 52.5 | 0.9 | IR4045-VH-36M-UC110-BC52.5-TP0.9
IR 4000 SERIES VH | IR4045 VH 36M | Horizontal | 3600 | 4000 | 4500 | No | n/a | 110 | 52.5 | 1.85 | IR4045-VH-36M-UC110-BC52.5-TP1.85
IR 4000 SERIES VH | IR4045 VH 36M | Horizontal | 3600 | 4000 | 4500 | No | n/a | 110 | 52.5 | 2.8 | IR4045-VH-36M-UC110-BC52.5-TP2.8
IR 4000 SERIES VH | IR4045 VH 36M | Horizontal | 3600 | 4000 | 4500 | No | n/a | 110 | 52.5 | 3.75 | IR4045-VH-36M-UC110-BC52.5-TP3.75
IR 4000 SERIES VH | IR4045 VH 36M | Horizontal | 3600 | 4000 | 4500 | No | n/a | 110 | 52.5 | 4.7 | IR4045-VH-36M-UC110-BC52.5-TP4.7
IR 4000 SERIES VH | IR4045 VH 36M | Horizontal | 3600 | 4000 | 4500 | No | n/a | 110 | 53.8 | 0.9 | IR4045-VH-36M-UC110-BC53.8-TP0.9
IR 4000 SERIES VH | IR4045 VH 36M | Horizontal | 3600 | 4000 | 4500 | No | n/a | 110 | 53.8 | 1.85 | IR4045-VH-36M-UC110-BC53.8-TP1.85
IR 4000 SERIES VH | IR4045 VH 36M | Horizontal | 3600 | 4000 | 4500 | No | n/a | 110 | 53.8 | 2.8 | IR4045-VH-36M-UC110-BC53.8-TP2.8
IR 4000 SERIES VH | IR4045 VH 36M | Horizontal | 3600 | 4000 | 4500 | No | n/a | 110 | 53.8 | 3.75 | IR4045-VH-36M-UC110-BC53.8-TP3.75
IR 4000 SERIES VH | IR4045 VH 36M | Horizontal | 3600 | 4000 | 4500 | No | n/a | 110 | 53.8 | 4.7 | IR4045-VH-36M-UC110-BC53.8-TP4.7
IR 4000 SERIES VH | IR4045 VH 36M | Horizontal | 3600 | 4000 | 4500 | No | n/a | 110 | 55 | 0.9 | IR4045-VH-36M-UC110-BC55-TP0.9
IR 4000 SERIES VH | IR4045 VH 36M | Horizontal | 3600 | 4000 | 4500 | No | n/a | 110 | 55 | 1.85 | IR4045-VH-36M-UC110-BC55-TP1.85
IR 4000 SERIES VH | IR4045 VH 36M | Horizontal | 3600 | 4000 | 4500 | No | n/a | 110 | 55 | 2.8 | IR4045-VH-36M-UC110-BC55-TP2.8
IR 4000 SERIES VH | IR4045 VH 36M | Horizontal | 3600 | 4000 | 4500 | No | n/a | 110 | 55 | 3.75 | IR4045-VH-36M-UC110-BC55-TP3.75
IR 4000 SERIES VH | IR4045 VH 36M | Horizontal | 3600 | 4000 | 4500 | No | n/a | 110 | 55 | 4.7 | IR4045-VH-36M-UC110-BC55-TP4.7
IR 4000 SERIES VH DVM | IR4030 VH DVM | Horizontal | 1800 / 3600 | 4000 | 3000 | Yes | 1800 | 24 | 35 | 3.2 | IR4030-VH-DVM-UC24-BC35-TP3.2
IR 4000 SERIES VH DVM | IR4030 VH DVM | Horizontal | 1800 / 3600 | 4000 | 3000 | Yes | 1800 | 24 | 35 | 3.65 | IR4030-VH-DVM-UC24-BC35-TP3.65
IR 4000 SERIES VH DVM | IR4030 VH DVM | Horizontal | 1800 / 3600 | 4000 | 3000 | Yes | 1800 | 24 | 35 | 4.1 | IR4030-VH-DVM-UC24-BC35-TP4.1
IR 4000 SERIES VH DVM | IR4030 VH DVM | Horizontal | 1800 / 3600 | 4000 | 3000 | Yes | 1800 | 24 | 35 | 4.55 | IR4030-VH-DVM-UC24-BC35-TP4.55
IR 4000 SERIES VH DVM | IR4030 VH DVM | Horizontal | 1800 / 3600 | 4000 | 3000 | Yes | 1800 | 24 | 35 | 5 | IR4030-VH-DVM-UC24-BC35-TP5
IR 4000 SERIES VH DVM | IR4030 VH DVM | Horizontal | 1800 / 3600 | 4000 | 3000 | Yes | 1800 | 24 | 51.2 | 3.2 | IR4030-VH-DVM-UC24-BC51.2-TP3.2
IR 4000 SERIES VH DVM | IR4030 VH DVM | Horizontal | 1800 / 3600 | 4000 | 3000 | Yes | 1800 | 24 | 51.2 | 3.65 | IR4030-VH-DVM-UC24-BC51.2-TP3.65
IR 4000 SERIES VH DVM | IR4030 VH DVM | Horizontal | 1800 / 3600 | 4000 | 3000 | Yes | 1800 | 24 | 51.2 | 4.1 | IR4030-VH-DVM-UC24-BC51.2-TP4.1
IR 4000 SERIES VH DVM | IR4030 VH DVM | Horizontal | 1800 / 3600 | 4000 | 3000 | Yes | 1800 | 24 | 51.2 | 4.55 | IR4030-VH-DVM-UC24-BC51.2-TP4.55
IR 4000 SERIES VH DVM | IR4030 VH DVM | Horizontal | 1800 / 3600 | 4000 | 3000 | Yes | 1800 | 24 | 51.2 | 5 | IR4030-VH-DVM-UC24-BC51.2-TP5
IR 4000 SERIES VH DVM | IR4030 VH DVM | Horizontal | 1800 / 3600 | 4000 | 3000 | Yes | 1800 | 24 | 67.5 | 3.2 | IR4030-VH-DVM-UC24-BC67.5-TP3.2
IR 4000 SERIES VH DVM | IR4030 VH DVM | Horizontal | 1800 / 3600 | 4000 | 3000 | Yes | 1800 | 24 | 67.5 | 3.65 | IR4030-VH-DVM-UC24-BC67.5-TP3.65
IR 4000 SERIES VH DVM | IR4030 VH DVM | Horizontal | 1800 / 3600 | 4000 | 3000 | Yes | 1800 | 24 | 67.5 | 4.1 | IR4030-VH-DVM-UC24-BC67.5-TP4.1
IR 4000 SERIES VH DVM | IR4030 VH DVM | Horizontal | 1800 / 3600 | 4000 | 3000 | Yes | 1800 | 24 | 67.5 | 4.55 | IR4030-VH-DVM-UC24-BC67.5-TP4.55
IR 4000 SERIES VH DVM | IR4030 VH DVM | Horizontal | 1800 / 3600 | 4000 | 3000 | Yes | 1800 | 24 | 67.5 | 5 | IR4030-VH-DVM-UC24-BC67.5-TP5
IR 4000 SERIES VH DVM | IR4030 VH DVM | Horizontal | 1800 / 3600 | 4000 | 3000 | Yes | 1800 | 24 | 83.8 | 3.2 | IR4030-VH-DVM-UC24-BC83.8-TP3.2
IR 4000 SERIES VH DVM | IR4030 VH DVM | Horizontal | 1800 / 3600 | 4000 | 3000 | Yes | 1800 | 24 | 83.8 | 3.65 | IR4030-VH-DVM-UC24-BC83.8-TP3.65
IR 4000 SERIES VH DVM | IR4030 VH DVM | Horizontal | 1800 / 3600 | 4000 | 3000 | Yes | 1800 | 24 | 83.8 | 4.1 | IR4030-VH-DVM-UC24-BC83.8-TP4.1
IR 4000 SERIES VH DVM | IR4030 VH DVM | Horizontal | 1800 / 3600 | 4000 | 3000 | Yes | 1800 | 24 | 83.8 | 4.55 | IR4030-VH-DVM-UC24-BC83.8-TP4.55
IR 4000 SERIES VH DVM | IR4030 VH DVM | Horizontal | 1800 / 3600 | 4000 | 3000 | Yes | 1800 | 24 | 83.8 | 5 | IR4030-VH-DVM-UC24-BC83.8-TP5
IR 4000 SERIES VH DVM | IR4030 VH DVM | Horizontal | 1800 / 3600 | 4000 | 3000 | Yes | 1800 | 24 | 100 | 3.2 | IR4030-VH-DVM-UC24-BC100-TP3.2
IR 4000 SERIES VH DVM | IR4030 VH DVM | Horizontal | 1800 / 3600 | 4000 | 3000 | Yes | 1800 | 24 | 100 | 3.65 | IR4030-VH-DVM-UC24-BC100-TP3.65
IR 4000 SERIES VH DVM | IR4030 VH DVM | Horizontal | 1800 / 3600 | 4000 | 3000 | Yes | 1800 | 24 | 100 | 4.1 | IR4030-VH-DVM-UC24-BC100-TP4.1
IR 4000 SERIES VH DVM | IR4030 VH DVM | Horizontal | 1800 / 3600 | 4000 | 3000 | Yes | 1800 | 24 | 100 | 4.55 | IR4030-VH-DVM-UC24-BC100-TP4.55
IR 4000 SERIES VH DVM | IR4030 VH DVM | Horizontal | 1800 / 3600 | 4000 | 3000 | Yes | 1800 | 24 | 100 | 5 | IR4030-VH-DVM-UC24-BC100-TP5
IR 4000 SERIES VH DVM | IR4030 VH DVM | Horizontal | 1800 / 3600 | 4000 | 3000 | Yes | 1800 | 36 | 35 | 3.2 | IR4030-VH-DVM-UC36-BC35-TP3.2
IR 4000 SERIES VH DVM | IR4030 VH DVM | Horizontal | 1800 / 3600 | 4000 | 3000 | Yes | 1800 | 36 | 35 | 3.65 | IR4030-VH-DVM-UC36-BC35-TP3.65
IR 4000 SERIES VH DVM | IR4030 VH DVM | Horizontal | 1800 / 3600 | 4000 | 3000 | Yes | 1800 | 36 | 35 | 4.1 | IR4030-VH-DVM-UC36-BC35-TP4.1
IR 4000 SERIES VH DVM | IR4030 VH DVM | Horizontal | 1800 / 3600 | 4000 | 3000 | Yes | 1800 | 36 | 35 | 4.55 | IR4030-VH-DVM-UC36-BC35-TP4.55
IR 4000 SERIES VH DVM | IR4030 VH DVM | Horizontal | 1800 / 3600 | 4000 | 3000 | Yes | 1800 | 36 | 35 | 5 | IR4030-VH-DVM-UC36-BC35-TP5
IR 4000 SERIES VH DVM | IR4030 VH DVM | Horizontal | 1800 / 3600 | 4000 | 3000 | Yes | 1800 | 36 | 51.2 | 3.2 | IR4030-VH-DVM-UC36-BC51.2-TP3.2
IR 4000 SERIES VH DVM | IR4030 VH DVM | Horizontal | 1800 / 3600 | 4000 | 3000 | Yes | 1800 | 36 | 51.2 | 3.65 | IR4030-VH-DVM-UC36-BC51.2-TP3.65
IR 4000 SERIES VH DVM | IR4030 VH DVM | Horizontal | 1800 / 3600 | 4000 | 3000 | Yes | 1800 | 36 | 51.2 | 4.1 | IR4030-VH-DVM-UC36-BC51.2-TP4.1
IR 4000 SERIES VH DVM | IR4030 VH DVM | Horizontal | 1800 / 3600 | 4000 | 3000 | Yes | 1800 | 36 | 51.2 | 4.55 | IR4030-VH-DVM-UC36-BC51.2-TP4.55
IR 4000 SERIES VH DVM | IR4030 VH DVM | Horizontal | 1800 / 3600 | 4000 | 3000 | Yes | 1800 | 36 | 51.2 | 5 | IR4030-VH-DVM-UC36-BC51.2-TP5
IR 4000 SERIES VH DVM | IR4030 VH DVM | Horizontal | 1800 / 3600 | 4000 | 3000 | Yes | 1800 | 36 | 67.5 | 3.2 | IR4030-VH-DVM-UC36-BC67.5-TP3.2
IR 4000 SERIES VH DVM | IR4030 VH DVM | Horizontal | 1800 / 3600 | 4000 | 3000 | Yes | 1800 | 36 | 67.5 | 3.65 | IR4030-VH-DVM-UC36-BC67.5-TP3.65
IR 4000 SERIES VH DVM | IR4030 VH DVM | Horizontal | 1800 / 3600 | 4000 | 3000 | Yes | 1800 | 36 | 67.5 | 4.1 | IR4030-VH-DVM-UC36-BC67.5-TP4.1
IR 4000 SERIES VH DVM | IR4030 VH DVM | Horizontal | 1800 / 3600 | 4000 | 3000 | Yes | 1800 | 36 | 67.5 | 4.55 | IR4030-VH-DVM-UC36-BC67.5-TP4.55
IR 4000 SERIES VH DVM | IR4030 VH DVM | Horizontal | 1800 / 3600 | 4000 | 3000 | Yes | 1800 | 36 | 67.5 | 5 | IR4030-VH-DVM-UC36-BC67.5-TP5
IR 4000 SERIES VH DVM | IR4030 VH DVM | Horizontal | 1800 / 3600 | 4000 | 3000 | Yes | 1800 | 36 | 83.8 | 3.2 | IR4030-VH-DVM-UC36-BC83.8-TP3.2
IR 4000 SERIES VH DVM | IR4030 VH DVM | Horizontal | 1800 / 3600 | 4000 | 3000 | Yes | 1800 | 36 | 83.8 | 3.65 | IR4030-VH-DVM-UC36-BC83.8-TP3.65
IR 4000 SERIES VH DVM | IR4030 VH DVM | Horizontal | 1800 / 3600 | 4000 | 3000 | Yes | 1800 | 36 | 83.8 | 4.1 | IR4030-VH-DVM-UC36-BC83.8-TP4.1
IR 4000 SERIES VH DVM | IR4030 VH DVM | Horizontal | 1800 / 3600 | 4000 | 3000 | Yes | 1800 | 36 | 83.8 | 4.55 | IR4030-VH-DVM-UC36-BC83.8-TP4.55
IR 4000 SERIES VH DVM | IR4030 VH DVM | Horizontal | 1800 / 3600 | 4000 | 3000 | Yes | 1800 | 36 | 83.8 | 5 | IR4030-VH-DVM-UC36-BC83.8-TP5
IR 4000 SERIES VH DVM | IR4030 VH DVM | Horizontal | 1800 / 3600 | 4000 | 3000 | Yes | 1800 | 36 | 100 | 3.2 | IR4030-VH-DVM-UC36-BC100-TP3.2
IR 4000 SERIES VH DVM | IR4030 VH DVM | Horizontal | 1800 / 3600 | 4000 | 3000 | Yes | 1800 | 36 | 100 | 3.65 | IR4030-VH-DVM-UC36-BC100-TP3.65
IR 4000 SERIES VH DVM | IR4030 VH DVM | Horizontal | 1800 / 3600 | 4000 | 3000 | Yes | 1800 | 36 | 100 | 4.1 | IR4030-VH-DVM-UC36-BC100-TP4.1
IR 4000 SERIES VH DVM | IR4030 VH DVM | Horizontal | 1800 / 3600 | 4000 | 3000 | Yes | 1800 | 36 | 100 | 4.55 | IR4030-VH-DVM-UC36-BC100-TP4.55
IR 4000 SERIES VH DVM | IR4030 VH DVM | Horizontal | 1800 / 3600 | 4000 | 3000 | Yes | 1800 | 36 | 100 | 5 | IR4030-VH-DVM-UC36-BC100-TP5
IR 4000 SERIES VH DVM | IR4030 VH DVM | Horizontal | 1800 / 3600 | 4000 | 3000 | Yes | 1800 | 48 | 35 | 3.2 | IR4030-VH-DVM-UC48-BC35-TP3.2
IR 4000 SERIES VH DVM | IR4030 VH DVM | Horizontal | 1800 / 3600 | 4000 | 3000 | Yes | 1800 | 48 | 35 | 3.65 | IR4030-VH-DVM-UC48-BC35-TP3.65
IR 4000 SERIES VH DVM | IR4030 VH DVM | Horizontal | 1800 / 3600 | 4000 | 3000 | Yes | 1800 | 48 | 35 | 4.1 | IR4030-VH-DVM-UC48-BC35-TP4.1
IR 4000 SERIES VH DVM | IR4030 VH DVM | Horizontal | 1800 / 3600 | 4000 | 3000 | Yes | 1800 | 48 | 35 | 4.55 | IR4030-VH-DVM-UC48-BC35-TP4.55
IR 4000 SERIES VH DVM | IR4030 VH DVM | Horizontal | 1800 / 3600 | 4000 | 3000 | Yes | 1800 | 48 | 35 | 5 | IR4030-VH-DVM-UC48-BC35-TP5
IR 4000 SERIES VH DVM | IR4030 VH DVM | Horizontal | 1800 / 3600 | 4000 | 3000 | Yes | 1800 | 48 | 51.2 | 3.2 | IR4030-VH-DVM-UC48-BC51.2-TP3.2
IR 4000 SERIES VH DVM | IR4030 VH DVM | Horizontal | 1800 / 3600 | 4000 | 3000 | Yes | 1800 | 48 | 51.2 | 3.65 | IR4030-VH-DVM-UC48-BC51.2-TP3.65
IR 4000 SERIES VH DVM | IR4030 VH DVM | Horizontal | 1800 / 3600 | 4000 | 3000 | Yes | 1800 | 48 | 51.2 | 4.1 | IR4030-VH-DVM-UC48-BC51.2-TP4.1
IR 4000 SERIES VH DVM | IR4030 VH DVM | Horizontal | 1800 / 3600 | 4000 | 3000 | Yes | 1800 | 48 | 51.2 | 4.55 | IR4030-VH-DVM-UC48-BC51.2-TP4.55
IR 4000 SERIES VH DVM | IR4030 VH DVM | Horizontal | 1800 / 3600 | 4000 | 3000 | Yes | 1800 | 48 | 51.2 | 5 | IR4030-VH-DVM-UC48-BC51.2-TP5
IR 4000 SERIES VH DVM | IR4030 VH DVM | Horizontal | 1800 / 3600 | 4000 | 3000 | Yes | 1800 | 48 | 67.5 | 3.2 | IR4030-VH-DVM-UC48-BC67.5-TP3.2
IR 4000 SERIES VH DVM | IR4030 VH DVM | Horizontal | 1800 / 3600 | 4000 | 3000 | Yes | 1800 | 48 | 67.5 | 3.65 | IR4030-VH-DVM-UC48-BC67.5-TP3.65
IR 4000 SERIES VH DVM | IR4030 VH DVM | Horizontal | 1800 / 3600 | 4000 | 3000 | Yes | 1800 | 48 | 67.5 | 4.1 | IR4030-VH-DVM-UC48-BC67.5-TP4.1
IR 4000 SERIES VH DVM | IR4030 VH DVM | Horizontal | 1800 / 3600 | 4000 | 3000 | Yes | 1800 | 48 | 67.5 | 4.55 | IR4030-VH-DVM-UC48-BC67.5-TP4.55
IR 4000 SERIES VH DVM | IR4030 VH DVM | Horizontal | 1800 / 3600 | 4000 | 3000 | Yes | 1800 | 48 | 67.5 | 5 | IR4030-VH-DVM-UC48-BC67.5-TP5
IR 4000 SERIES VH DVM | IR4030 VH DVM | Horizontal | 1800 / 3600 | 4000 | 3000 | Yes | 1800 | 48 | 83.8 | 3.2 | IR4030-VH-DVM-UC48-BC83.8-TP3.2
IR 4000 SERIES VH DVM | IR4030 VH DVM | Horizontal | 1800 / 3600 | 4000 | 3000 | Yes | 1800 | 48 | 83.8 | 3.65 | IR4030-VH-DVM-UC48-BC83.8-TP3.65
IR 4000 SERIES VH DVM | IR4030 VH DVM | Horizontal | 1800 / 3600 | 4000 | 3000 | Yes | 1800 | 48 | 83.8 | 4.1 | IR4030-VH-DVM-UC48-BC83.8-TP4.1
IR 4000 SERIES VH DVM | IR4030 VH DVM | Horizontal | 1800 / 3600 | 4000 | 3000 | Yes | 1800 | 48 | 83.8 | 4.55 | IR4030-VH-DVM-UC48-BC83.8-TP4.55
IR 4000 SERIES VH DVM | IR4030 VH DVM | Horizontal | 1800 / 3600 | 4000 | 3000 | Yes | 1800 | 48 | 83.8 | 5 | IR4030-VH-DVM-UC48-BC83.8-TP5
IR 4000 SERIES VH DVM | IR4030 VH DVM | Horizontal | 1800 / 3600 | 4000 | 3000 | Yes | 1800 | 48 | 100 | 3.2 | IR4030-VH-DVM-UC48-BC100-TP3.2
IR 4000 SERIES VH DVM | IR4030 VH DVM | Horizontal | 1800 / 3600 | 4000 | 3000 | Yes | 1800 | 48 | 100 | 3.65 | IR4030-VH-DVM-UC48-BC100-TP3.65
IR 4000 SERIES VH DVM | IR4030 VH DVM | Horizontal | 1800 / 3600 | 4000 | 3000 | Yes | 1800 | 48 | 100 | 4.1 | IR4030-VH-DVM-UC48-BC100-TP4.1
IR 4000 SERIES VH DVM | IR4030 VH DVM | Horizontal | 1800 / 3600 | 4000 | 3000 | Yes | 1800 | 48 | 100 | 4.55 | IR4030-VH-DVM-UC48-BC100-TP4.55
IR 4000 SERIES VH DVM | IR4030 VH DVM | Horizontal | 1800 / 3600 | 4000 | 3000 | Yes | 1800 | 48 | 100 | 5 | IR4030-VH-DVM-UC48-BC100-TP5
IR 4000 SERIES VH DVM | IR4030 VH DVM | Horizontal | 1800 / 3600 | 4000 | 3000 | Yes | 1800 | 72 | 35 | 3.2 | IR4030-VH-DVM-UC72-BC35-TP3.2
IR 4000 SERIES VH DVM | IR4030 VH DVM | Horizontal | 1800 / 3600 | 4000 | 3000 | Yes | 1800 | 72 | 35 | 3.65 | IR4030-VH-DVM-UC72-BC35-TP3.65
IR 4000 SERIES VH DVM | IR4030 VH DVM | Horizontal | 1800 / 3600 | 4000 | 3000 | Yes | 1800 | 72 | 35 | 4.1 | IR4030-VH-DVM-UC72-BC35-TP4.1
IR 4000 SERIES VH DVM | IR4030 VH DVM | Horizontal | 1800 / 3600 | 4000 | 3000 | Yes | 1800 | 72 | 35 | 4.55 | IR4030-VH-DVM-UC72-BC35-TP4.55
IR 4000 SERIES VH DVM | IR4030 VH DVM | Horizontal | 1800 / 3600 | 4000 | 3000 | Yes | 1800 | 72 | 35 | 5 | IR4030-VH-DVM-UC72-BC35-TP5
IR 4000 SERIES VH DVM | IR4030 VH DVM | Horizontal | 1800 / 3600 | 4000 | 3000 | Yes | 1800 | 72 | 51.2 | 3.2 | IR4030-VH-DVM-UC72-BC51.2-TP3.2
IR 4000 SERIES VH DVM | IR4030 VH DVM | Horizontal | 1800 / 3600 | 4000 | 3000 | Yes | 1800 | 72 | 51.2 | 3.65 | IR4030-VH-DVM-UC72-BC51.2-TP3.65
IR 4000 SERIES VH DVM | IR4030 VH DVM | Horizontal | 1800 / 3600 | 4000 | 3000 | Yes | 1800 | 72 | 51.2 | 4.1 | IR4030-VH-DVM-UC72-BC51.2-TP4.1
IR 4000 SERIES VH DVM | IR4030 VH DVM | Horizontal | 1800 / 3600 | 4000 | 3000 | Yes | 1800 | 72 | 51.2 | 4.55 | IR4030-VH-DVM-UC72-BC51.2-TP4.55
IR 4000 SERIES VH DVM | IR4030 VH DVM | Horizontal | 1800 / 3600 | 4000 | 3000 | Yes | 1800 | 72 | 51.2 | 5 | IR4030-VH-DVM-UC72-BC51.2-TP5
IR 4000 SERIES VH DVM | IR4030 VH DVM | Horizontal | 1800 / 3600 | 4000 | 3000 | Yes | 1800 | 72 | 67.5 | 3.2 | IR4030-VH-DVM-UC72-BC67.5-TP3.2
IR 4000 SERIES VH DVM | IR4030 VH DVM | Horizontal | 1800 / 3600 | 4000 | 3000 | Yes | 1800 | 72 | 67.5 | 3.65 | IR4030-VH-DVM-UC72-BC67.5-TP3.65
IR 4000 SERIES VH DVM | IR4030 VH DVM | Horizontal | 1800 / 3600 | 4000 | 3000 | Yes | 1800 | 72 | 67.5 | 4.1 | IR4030-VH-DVM-UC72-BC67.5-TP4.1
IR 4000 SERIES VH DVM | IR4030 VH DVM | Horizontal | 1800 / 3600 | 4000 | 3000 | Yes | 1800 | 72 | 67.5 | 4.55 | IR4030-VH-DVM-UC72-BC67.5-TP4.55
IR 4000 SERIES VH DVM | IR4030 VH DVM | Horizontal | 1800 / 3600 | 4000 | 3000 | Yes | 1800 | 72 | 67.5 | 5 | IR4030-VH-DVM-UC72-BC67.5-TP5
IR 4000 SERIES VH DVM | IR4030 VH DVM | Horizontal | 1800 / 3600 | 4000 | 3000 | Yes | 1800 | 72 | 83.8 | 3.2 | IR4030-VH-DVM-UC72-BC83.8-TP3.2
IR 4000 SERIES VH DVM | IR4030 VH DVM | Horizontal | 1800 / 3600 | 4000 | 3000 | Yes | 1800 | 72 | 83.8 | 3.65 | IR4030-VH-DVM-UC72-BC83.8-TP3.65
IR 4000 SERIES VH DVM | IR4030 VH DVM | Horizontal | 1800 / 3600 | 4000 | 3000 | Yes | 1800 | 72 | 83.8 | 4.1 | IR4030-VH-DVM-UC72-BC83.8-TP4.1
IR 4000 SERIES VH DVM | IR4030 VH DVM | Horizontal | 1800 / 3600 | 4000 | 3000 | Yes | 1800 | 72 | 83.8 | 4.55 | IR4030-VH-DVM-UC72-BC83.8-TP4.55
IR 4000 SERIES VH DVM | IR4030 VH DVM | Horizontal | 1800 / 3600 | 4000 | 3000 | Yes | 1800 | 72 | 83.8 | 5 | IR4030-VH-DVM-UC72-BC83.8-TP5
IR 4000 SERIES VH DVM | IR4030 VH DVM | Horizontal | 1800 / 3600 | 4000 | 3000 | Yes | 1800 | 72 | 100 | 3.2 | IR4030-VH-DVM-UC72-BC100-TP3.2
IR 4000 SERIES VH DVM | IR4030 VH DVM | Horizontal | 1800 / 3600 | 4000 | 3000 | Yes | 1800 | 72 | 100 | 3.65 | IR4030-VH-DVM-UC72-BC100-TP3.65
IR 4000 SERIES VH DVM | IR4030 VH DVM | Horizontal | 1800 / 3600 | 4000 | 3000 | Yes | 1800 | 72 | 100 | 4.1 | IR4030-VH-DVM-UC72-BC100-TP4.1
IR 4000 SERIES VH DVM | IR4030 VH DVM | Horizontal | 1800 / 3600 | 4000 | 3000 | Yes | 1800 | 72 | 100 | 4.55 | IR4030-VH-DVM-UC72-BC100-TP4.55
IR 4000 SERIES VH DVM | IR4030 VH DVM | Horizontal | 1800 / 3600 | 4000 | 3000 | Yes | 1800 | 72 | 100 | 5 | IR4030-VH-DVM-UC72-BC100-TP5
IR 4000 SERIES VH DVM | IR4030 VH DVM | Horizontal | 1800 / 3600 | 4000 | 3000 | Yes | 1800 | 110 | 35 | 3.2 | IR4030-VH-DVM-UC110-BC35-TP3.2
IR 4000 SERIES VH DVM | IR4030 VH DVM | Horizontal | 1800 / 3600 | 4000 | 3000 | Yes | 1800 | 110 | 35 | 3.65 | IR4030-VH-DVM-UC110-BC35-TP3.65
IR 4000 SERIES VH DVM | IR4030 VH DVM | Horizontal | 1800 / 3600 | 4000 | 3000 | Yes | 1800 | 110 | 35 | 4.1 | IR4030-VH-DVM-UC110-BC35-TP4.1
IR 4000 SERIES VH DVM | IR4030 VH DVM | Horizontal | 1800 / 3600 | 4000 | 3000 | Yes | 1800 | 110 | 35 | 4.55 | IR4030-VH-DVM-UC110-BC35-TP4.55
IR 4000 SERIES VH DVM | IR4030 VH DVM | Horizontal | 1800 / 3600 | 4000 | 3000 | Yes | 1800 | 110 | 35 | 5 | IR4030-VH-DVM-UC110-BC35-TP5
IR 4000 SERIES VH DVM | IR4030 VH DVM | Horizontal | 1800 / 3600 | 4000 | 3000 | Yes | 1800 | 110 | 51.2 | 3.2 | IR4030-VH-DVM-UC110-BC51.2-TP3.2
IR 4000 SERIES VH DVM | IR4030 VH DVM | Horizontal | 1800 / 3600 | 4000 | 3000 | Yes | 1800 | 110 | 51.2 | 3.65 | IR4030-VH-DVM-UC110-BC51.2-TP3.65
IR 4000 SERIES VH DVM | IR4030 VH DVM | Horizontal | 1800 / 3600 | 4000 | 3000 | Yes | 1800 | 110 | 51.2 | 4.1 | IR4030-VH-DVM-UC110-BC51.2-TP4.1
IR 4000 SERIES VH DVM | IR4030 VH DVM | Horizontal | 1800 / 3600 | 4000 | 3000 | Yes | 1800 | 110 | 51.2 | 4.55 | IR4030-VH-DVM-UC110-BC51.2-TP4.55
IR 4000 SERIES VH DVM | IR4030 VH DVM | Horizontal | 1800 / 3600 | 4000 | 3000 | Yes | 1800 | 110 | 51.2 | 5 | IR4030-VH-DVM-UC110-BC51.2-TP5
IR 4000 SERIES VH DVM | IR4030 VH DVM | Horizontal | 1800 / 3600 | 4000 | 3000 | Yes | 1800 | 110 | 67.5 | 3.2 | IR4030-VH-DVM-UC110-BC67.5-TP3.2
IR 4000 SERIES VH DVM | IR4030 VH DVM | Horizontal | 1800 / 3600 | 4000 | 3000 | Yes | 1800 | 110 | 67.5 | 3.65 | IR4030-VH-DVM-UC110-BC67.5-TP3.65
IR 4000 SERIES VH DVM | IR4030 VH DVM | Horizontal | 1800 / 3600 | 4000 | 3000 | Yes | 1800 | 110 | 67.5 | 4.1 | IR4030-VH-DVM-UC110-BC67.5-TP4.1
IR 4000 SERIES VH DVM | IR4030 VH DVM | Horizontal | 1800 / 3600 | 4000 | 3000 | Yes | 1800 | 110 | 67.5 | 4.55 | IR4030-VH-DVM-UC110-BC67.5-TP4.55
IR 4000 SERIES VH DVM | IR4030 VH DVM | Horizontal | 1800 / 3600 | 4000 | 3000 | Yes | 1800 | 110 | 67.5 | 5 | IR4030-VH-DVM-UC110-BC67.5-TP5
IR 4000 SERIES VH DVM | IR4030 VH DVM | Horizontal | 1800 / 3600 | 4000 | 3000 | Yes | 1800 | 110 | 83.8 | 3.2 | IR4030-VH-DVM-UC110-BC83.8-TP3.2
IR 4000 SERIES VH DVM | IR4030 VH DVM | Horizontal | 1800 / 3600 | 4000 | 3000 | Yes | 1800 | 110 | 83.8 | 3.65 | IR4030-VH-DVM-UC110-BC83.8-TP3.65
IR 4000 SERIES VH DVM | IR4030 VH DVM | Horizontal | 1800 / 3600 | 4000 | 3000 | Yes | 1800 | 110 | 83.8 | 4.1 | IR4030-VH-DVM-UC110-BC83.8-TP4.1
IR 4000 SERIES VH DVM | IR4030 VH DVM | Horizontal | 1800 / 3600 | 4000 | 3000 | Yes | 1800 | 110 | 83.8 | 4.55 | IR4030-VH-DVM-UC110-BC83.8-TP4.55
IR 4000 SERIES VH DVM | IR4030 VH DVM | Horizontal | 1800 / 3600 | 4000 | 3000 | Yes | 1800 | 110 | 83.8 | 5 | IR4030-VH-DVM-UC110-BC83.8-TP5
IR 4000 SERIES VH DVM | IR4030 VH DVM | Horizontal | 1800 / 3600 | 4000 | 3000 | Yes | 1800 | 110 | 100 | 3.2 | IR4030-VH-DVM-UC110-BC100-TP3.2
IR 4000 SERIES VH DVM | IR4030 VH DVM | Horizontal | 1800 / 3600 | 4000 | 3000 | Yes | 1800 | 110 | 100 | 3.65 | IR4030-VH-DVM-UC110-BC100-TP3.65
IR 4000 SERIES VH DVM | IR4030 VH DVM | Horizontal | 1800 / 3600 | 4000 | 3000 | Yes | 1800 | 110 | 100 | 4.1 | IR4030-VH-DVM-UC110-BC100-TP4.1
IR 4000 SERIES VH DVM | IR4030 VH DVM | Horizontal | 1800 / 3600 | 4000 | 3000 | Yes | 1800 | 110 | 100 | 4.55 | IR4030-VH-DVM-UC110-BC100-TP4.55
IR 4000 SERIES VH DVM | IR4030 VH DVM | Horizontal | 1800 / 3600 | 4000 | 3000 | Yes | 1800 | 110 | 100 | 5 | IR4030-VH-DVM-UC110-BC100-TP5
IR 4000 SERIES VH DVM | IR4030 VH DVM | Horizontal | 1800 / 3600 | 4000 | 3000 | Yes | 3600 | 24 | 50 | 2 | IR4030-VH-DVM-UC24-BC50-TP2
IR 4000 SERIES VH DVM | IR4030 VH DVM | Horizontal | 1800 / 3600 | 4000 | 3000 | Yes | 3600 | 24 | 50 | 2.3 | IR4030-VH-DVM-UC24-BC50-TP2.3
IR 4000 SERIES VH DVM | IR4030 VH DVM | Horizontal | 1800 / 3600 | 4000 | 3000 | Yes | 3600 | 24 | 50 | 2.6 | IR4030-VH-DVM-UC24-BC50-TP2.6
IR 4000 SERIES VH DVM | IR4030 VH DVM | Horizontal | 1800 / 3600 | 4000 | 3000 | Yes | 3600 | 24 | 50 | 2.9 | IR4030-VH-DVM-UC24-BC50-TP2.9
IR 4000 SERIES VH DVM | IR4030 VH DVM | Horizontal | 1800 / 3600 | 4000 | 3000 | Yes | 3600 | 24 | 50 | 3.2 | IR4030-VH-DVM-UC24-BC50-TP3.2
IR 4000 SERIES VH DVM | IR4030 VH DVM | Horizontal | 1800 / 3600 | 4000 | 3000 | Yes | 3600 | 24 | 51.2 | 2 | IR4030-VH-DVM-UC24-BC51.2-TP2
IR 4000 SERIES VH DVM | IR4030 VH DVM | Horizontal | 1800 / 3600 | 4000 | 3000 | Yes | 3600 | 24 | 51.2 | 2.3 | IR4030-VH-DVM-UC24-BC51.2-TP2.3
IR 4000 SERIES VH DVM | IR4030 VH DVM | Horizontal | 1800 / 3600 | 4000 | 3000 | Yes | 3600 | 24 | 51.2 | 2.6 | IR4030-VH-DVM-UC24-BC51.2-TP2.6
IR 4000 SERIES VH DVM | IR4030 VH DVM | Horizontal | 1800 / 3600 | 4000 | 3000 | Yes | 3600 | 24 | 51.2 | 2.9 | IR4030-VH-DVM-UC24-BC51.2-TP2.9
IR 4000 SERIES VH DVM | IR4030 VH DVM | Horizontal | 1800 / 3600 | 4000 | 3000 | Yes | 3600 | 24 | 51.2 | 3.2 | IR4030-VH-DVM-UC24-BC51.2-TP3.2
IR 4000 SERIES VH DVM | IR4030 VH DVM | Horizontal | 1800 / 3600 | 4000 | 3000 | Yes | 3600 | 24 | 52.5 | 2 | IR4030-VH-DVM-UC24-BC52.5-TP2
IR 4000 SERIES VH DVM | IR4030 VH DVM | Horizontal | 1800 / 3600 | 4000 | 3000 | Yes | 3600 | 24 | 52.5 | 2.3 | IR4030-VH-DVM-UC24-BC52.5-TP2.3
IR 4000 SERIES VH DVM | IR4030 VH DVM | Horizontal | 1800 / 3600 | 4000 | 3000 | Yes | 3600 | 24 | 52.5 | 2.6 | IR4030-VH-DVM-UC24-BC52.5-TP2.6
IR 4000 SERIES VH DVM | IR4030 VH DVM | Horizontal | 1800 / 3600 | 4000 | 3000 | Yes | 3600 | 24 | 52.5 | 2.9 | IR4030-VH-DVM-UC24-BC52.5-TP2.9
IR 4000 SERIES VH DVM | IR4030 VH DVM | Horizontal | 1800 / 3600 | 4000 | 3000 | Yes | 3600 | 24 | 52.5 | 3.2 | IR4030-VH-DVM-UC24-BC52.5-TP3.2
IR 4000 SERIES VH DVM | IR4030 VH DVM | Horizontal | 1800 / 3600 | 4000 | 3000 | Yes | 3600 | 24 | 53.8 | 2 | IR4030-VH-DVM-UC24-BC53.8-TP2
IR 4000 SERIES VH DVM | IR4030 VH DVM | Horizontal | 1800 / 3600 | 4000 | 3000 | Yes | 3600 | 24 | 53.8 | 2.3 | IR4030-VH-DVM-UC24-BC53.8-TP2.3
IR 4000 SERIES VH DVM | IR4030 VH DVM | Horizontal | 1800 / 3600 | 4000 | 3000 | Yes | 3600 | 24 | 53.8 | 2.6 | IR4030-VH-DVM-UC24-BC53.8-TP2.6
IR 4000 SERIES VH DVM | IR4030 VH DVM | Horizontal | 1800 / 3600 | 4000 | 3000 | Yes | 3600 | 24 | 53.8 | 2.9 | IR4030-VH-DVM-UC24-BC53.8-TP2.9
IR 4000 SERIES VH DVM | IR4030 VH DVM | Horizontal | 1800 / 3600 | 4000 | 3000 | Yes | 3600 | 24 | 53.8 | 3.2 | IR4030-VH-DVM-UC24-BC53.8-TP3.2
IR 4000 SERIES VH DVM | IR4030 VH DVM | Horizontal | 1800 / 3600 | 4000 | 3000 | Yes | 3600 | 24 | 55 | 2 | IR4030-VH-DVM-UC24-BC55-TP2
IR 4000 SERIES VH DVM | IR4030 VH DVM | Horizontal | 1800 / 3600 | 4000 | 3000 | Yes | 3600 | 24 | 55 | 2.3 | IR4030-VH-DVM-UC24-BC55-TP2.3
IR 4000 SERIES VH DVM | IR4030 VH DVM | Horizontal | 1800 / 3600 | 4000 | 3000 | Yes | 3600 | 24 | 55 | 2.6 | IR4030-VH-DVM-UC24-BC55-TP2.6
IR 4000 SERIES VH DVM | IR4030 VH DVM | Horizontal | 1800 / 3600 | 4000 | 3000 | Yes | 3600 | 24 | 55 | 2.9 | IR4030-VH-DVM-UC24-BC55-TP2.9
IR 4000 SERIES VH DVM | IR4030 VH DVM | Horizontal | 1800 / 3600 | 4000 | 3000 | Yes | 3600 | 24 | 55 | 3.2 | IR4030-VH-DVM-UC24-BC55-TP3.2
IR 4000 SERIES VH DVM | IR4030 VH DVM | Horizontal | 1800 / 3600 | 4000 | 3000 | Yes | 3600 | 36 | 50 | 2 | IR4030-VH-DVM-UC36-BC50-TP2
IR 4000 SERIES VH DVM | IR4030 VH DVM | Horizontal | 1800 / 3600 | 4000 | 3000 | Yes | 3600 | 36 | 50 | 2.3 | IR4030-VH-DVM-UC36-BC50-TP2.3
IR 4000 SERIES VH DVM | IR4030 VH DVM | Horizontal | 1800 / 3600 | 4000 | 3000 | Yes | 3600 | 36 | 50 | 2.6 | IR4030-VH-DVM-UC36-BC50-TP2.6
IR 4000 SERIES VH DVM | IR4030 VH DVM | Horizontal | 1800 / 3600 | 4000 | 3000 | Yes | 3600 | 36 | 50 | 2.9 | IR4030-VH-DVM-UC36-BC50-TP2.9
IR 4000 SERIES VH DVM | IR4030 VH DVM | Horizontal | 1800 / 3600 | 4000 | 3000 | Yes | 3600 | 36 | 50 | 3.2 | IR4030-VH-DVM-UC36-BC50-TP3.2
IR 4000 SERIES VH DVM | IR4030 VH DVM | Horizontal | 1800 / 3600 | 4000 | 3000 | Yes | 3600 | 36 | 51.2 | 2 | IR4030-VH-DVM-UC36-BC51.2-TP2
IR 4000 SERIES VH DVM | IR4030 VH DVM | Horizontal | 1800 / 3600 | 4000 | 3000 | Yes | 3600 | 36 | 51.2 | 2.3 | IR4030-VH-DVM-UC36-BC51.2-TP2.3
IR 4000 SERIES VH DVM | IR4030 VH DVM | Horizontal | 1800 / 3600 | 4000 | 3000 | Yes | 3600 | 36 | 51.2 | 2.6 | IR4030-VH-DVM-UC36-BC51.2-TP2.6
IR 4000 SERIES VH DVM | IR4030 VH DVM | Horizontal | 1800 / 3600 | 4000 | 3000 | Yes | 3600 | 36 | 51.2 | 2.9 | IR4030-VH-DVM-UC36-BC51.2-TP2.9
IR 4000 SERIES VH DVM | IR4030 VH DVM | Horizontal | 1800 / 3600 | 4000 | 3000 | Yes | 3600 | 36 | 51.2 | 3.2 | IR4030-VH-DVM-UC36-BC51.2-TP3.2
IR 4000 SERIES VH DVM | IR4030 VH DVM | Horizontal | 1800 / 3600 | 4000 | 3000 | Yes | 3600 | 36 | 52.5 | 2 | IR4030-VH-DVM-UC36-BC52.5-TP2
IR 4000 SERIES VH DVM | IR4030 VH DVM | Horizontal | 1800 / 3600 | 4000 | 3000 | Yes | 3600 | 36 | 52.5 | 2.3 | IR4030-VH-DVM-UC36-BC52.5-TP2.3
IR 4000 SERIES VH DVM | IR4030 VH DVM | Horizontal | 1800 / 3600 | 4000 | 3000 | Yes | 3600 | 36 | 52.5 | 2.6 | IR4030-VH-DVM-UC36-BC52.5-TP2.6
IR 4000 SERIES VH DVM | IR4030 VH DVM | Horizontal | 1800 / 3600 | 4000 | 3000 | Yes | 3600 | 36 | 52.5 | 2.9 | IR4030-VH-DVM-UC36-BC52.5-TP2.9
IR 4000 SERIES VH DVM | IR4030 VH DVM | Horizontal | 1800 / 3600 | 4000 | 3000 | Yes | 3600 | 36 | 52.5 | 3.2 | IR4030-VH-DVM-UC36-BC52.5-TP3.2
IR 4000 SERIES VH DVM | IR4030 VH DVM | Horizontal | 1800 / 3600 | 4000 | 3000 | Yes | 3600 | 36 | 53.8 | 2 | IR4030-VH-DVM-UC36-BC53.8-TP2
IR 4000 SERIES VH DVM | IR4030 VH DVM | Horizontal | 1800 / 3600 | 4000 | 3000 | Yes | 3600 | 36 | 53.8 | 2.3 | IR4030-VH-DVM-UC36-BC53.8-TP2.3
IR 4000 SERIES VH DVM | IR4030 VH DVM | Horizontal | 1800 / 3600 | 4000 | 3000 | Yes | 3600 | 36 | 53.8 | 2.6 | IR4030-VH-DVM-UC36-BC53.8-TP2.6
IR 4000 SERIES VH DVM | IR4030 VH DVM | Horizontal | 1800 / 3600 | 4000 | 3000 | Yes | 3600 | 36 | 53.8 | 2.9 | IR4030-VH-DVM-UC36-BC53.8-TP2.9
IR 4000 SERIES VH DVM | IR4030 VH DVM | Horizontal | 1800 / 3600 | 4000 | 3000 | Yes | 3600 | 36 | 53.8 | 3.2 | IR4030-VH-DVM-UC36-BC53.8-TP3.2
IR 4000 SERIES VH DVM | IR4030 VH DVM | Horizontal | 1800 / 3600 | 4000 | 3000 | Yes | 3600 | 36 | 55 | 2 | IR4030-VH-DVM-UC36-BC55-TP2
IR 4000 SERIES VH DVM | IR4030 VH DVM | Horizontal | 1800 / 3600 | 4000 | 3000 | Yes | 3600 | 36 | 55 | 2.3 | IR4030-VH-DVM-UC36-BC55-TP2.3
IR 4000 SERIES VH DVM | IR4030 VH DVM | Horizontal | 1800 / 3600 | 4000 | 3000 | Yes | 3600 | 36 | 55 | 2.6 | IR4030-VH-DVM-UC36-BC55-TP2.6
IR 4000 SERIES VH DVM | IR4030 VH DVM | Horizontal | 1800 / 3600 | 4000 | 3000 | Yes | 3600 | 36 | 55 | 2.9 | IR4030-VH-DVM-UC36-BC55-TP2.9
IR 4000 SERIES VH DVM | IR4030 VH DVM | Horizontal | 1800 / 3600 | 4000 | 3000 | Yes | 3600 | 36 | 55 | 3.2 | IR4030-VH-DVM-UC36-BC55-TP3.2
IR 4000 SERIES VH DVM | IR4030 VH DVM | Horizontal | 1800 / 3600 | 4000 | 3000 | Yes | 3600 | 48 | 50 | 2 | IR4030-VH-DVM-UC48-BC50-TP2
IR 4000 SERIES VH DVM | IR4030 VH DVM | Horizontal | 1800 / 3600 | 4000 | 3000 | Yes | 3600 | 48 | 50 | 2.3 | IR4030-VH-DVM-UC48-BC50-TP2.3
IR 4000 SERIES VH DVM | IR4030 VH DVM | Horizontal | 1800 / 3600 | 4000 | 3000 | Yes | 3600 | 48 | 50 | 2.6 | IR4030-VH-DVM-UC48-BC50-TP2.6
IR 4000 SERIES VH DVM | IR4030 VH DVM | Horizontal | 1800 / 3600 | 4000 | 3000 | Yes | 3600 | 48 | 50 | 2.9 | IR4030-VH-DVM-UC48-BC50-TP2.9
IR 4000 SERIES VH DVM | IR4030 VH DVM | Horizontal | 1800 / 3600 | 4000 | 3000 | Yes | 3600 | 48 | 50 | 3.2 | IR4030-VH-DVM-UC48-BC50-TP3.2
IR 4000 SERIES VH DVM | IR4030 VH DVM | Horizontal | 1800 / 3600 | 4000 | 3000 | Yes | 3600 | 48 | 51.2 | 2 | IR4030-VH-DVM-UC48-BC51.2-TP2
IR 4000 SERIES VH DVM | IR4030 VH DVM | Horizontal | 1800 / 3600 | 4000 | 3000 | Yes | 3600 | 48 | 51.2 | 2.3 | IR4030-VH-DVM-UC48-BC51.2-TP2.3
IR 4000 SERIES VH DVM | IR4030 VH DVM | Horizontal | 1800 / 3600 | 4000 | 3000 | Yes | 3600 | 48 | 51.2 | 2.6 | IR4030-VH-DVM-UC48-BC51.2-TP2.6
IR 4000 SERIES VH DVM | IR4030 VH DVM | Horizontal | 1800 / 3600 | 4000 | 3000 | Yes | 3600 | 48 | 51.2 | 2.9 | IR4030-VH-DVM-UC48-BC51.2-TP2.9
IR 4000 SERIES VH DVM | IR4030 VH DVM | Horizontal | 1800 / 3600 | 4000 | 3000 | Yes | 3600 | 48 | 51.2 | 3.2 | IR4030-VH-DVM-UC48-BC51.2-TP3.2
IR 4000 SERIES VH DVM | IR4030 VH DVM | Horizontal | 1800 / 3600 | 4000 | 3000 | Yes | 3600 | 48 | 52.5 | 2 | IR4030-VH-DVM-UC48-BC52.5-TP2
IR 4000 SERIES VH DVM | IR4030 VH DVM | Horizontal | 1800 / 3600 | 4000 | 3000 | Yes | 3600 | 48 | 52.5 | 2.3 | IR4030-VH-DVM-UC48-BC52.5-TP2.3
IR 4000 SERIES VH DVM | IR4030 VH DVM | Horizontal | 1800 / 3600 | 4000 | 3000 | Yes | 3600 | 48 | 52.5 | 2.6 | IR4030-VH-DVM-UC48-BC52.5-TP2.6
IR 4000 SERIES VH DVM | IR4030 VH DVM | Horizontal | 1800 / 3600 | 4000 | 3000 | Yes | 3600 | 48 | 52.5 | 2.9 | IR4030-VH-DVM-UC48-BC52.5-TP2.9
IR 4000 SERIES VH DVM | IR4030 VH DVM | Horizontal | 1800 / 3600 | 4000 | 3000 | Yes | 3600 | 48 | 52.5 | 3.2 | IR4030-VH-DVM-UC48-BC52.5-TP3.2
IR 4000 SERIES VH DVM | IR4030 VH DVM | Horizontal | 1800 / 3600 | 4000 | 3000 | Yes | 3600 | 48 | 53.8 | 2 | IR4030-VH-DVM-UC48-BC53.8-TP2
IR 4000 SERIES VH DVM | IR4030 VH DVM | Horizontal | 1800 / 3600 | 4000 | 3000 | Yes | 3600 | 48 | 53.8 | 2.3 | IR4030-VH-DVM-UC48-BC53.8-TP2.3
IR 4000 SERIES VH DVM | IR4030 VH DVM | Horizontal | 1800 / 3600 | 4000 | 3000 | Yes | 3600 | 48 | 53.8 | 2.6 | IR4030-VH-DVM-UC48-BC53.8-TP2.6
IR 4000 SERIES VH DVM | IR4030 VH DVM | Horizontal | 1800 / 3600 | 4000 | 3000 | Yes | 3600 | 48 | 53.8 | 2.9 | IR4030-VH-DVM-UC48-BC53.8-TP2.9
IR 4000 SERIES VH DVM | IR4030 VH DVM | Horizontal | 1800 / 3600 | 4000 | 3000 | Yes | 3600 | 48 | 53.8 | 3.2 | IR4030-VH-DVM-UC48-BC53.8-TP3.2
IR 4000 SERIES VH DVM | IR4030 VH DVM | Horizontal | 1800 / 3600 | 4000 | 3000 | Yes | 3600 | 48 | 55 | 2 | IR4030-VH-DVM-UC48-BC55-TP2
IR 4000 SERIES VH DVM | IR4030 VH DVM | Horizontal | 1800 / 3600 | 4000 | 3000 | Yes | 3600 | 48 | 55 | 2.3 | IR4030-VH-DVM-UC48-BC55-TP2.3
IR 4000 SERIES VH DVM | IR4030 VH DVM | Horizontal | 1800 / 3600 | 4000 | 3000 | Yes | 3600 | 48 | 55 | 2.6 | IR4030-VH-DVM-UC48-BC55-TP2.6
IR 4000 SERIES VH DVM | IR4030 VH DVM | Horizontal | 1800 / 3600 | 4000 | 3000 | Yes | 3600 | 48 | 55 | 2.9 | IR4030-VH-DVM-UC48-BC55-TP2.9
IR 4000 SERIES VH DVM | IR4030 VH DVM | Horizontal | 1800 / 3600 | 4000 | 3000 | Yes | 3600 | 48 | 55 | 3.2 | IR4030-VH-DVM-UC48-BC55-TP3.2
IR 4000 SERIES VH DVM | IR4030 VH DVM | Horizontal | 1800 / 3600 | 4000 | 3000 | Yes | 3600 | 72 | 50 | 2 | IR4030-VH-DVM-UC72-BC50-TP2
IR 4000 SERIES VH DVM | IR4030 VH DVM | Horizontal | 1800 / 3600 | 4000 | 3000 | Yes | 3600 | 72 | 50 | 2.3 | IR4030-VH-DVM-UC72-BC50-TP2.3
IR 4000 SERIES VH DVM | IR4030 VH DVM | Horizontal | 1800 / 3600 | 4000 | 3000 | Yes | 3600 | 72 | 50 | 2.6 | IR4030-VH-DVM-UC72-BC50-TP2.6
IR 4000 SERIES VH DVM | IR4030 VH DVM | Horizontal | 1800 / 3600 | 4000 | 3000 | Yes | 3600 | 72 | 50 | 2.9 | IR4030-VH-DVM-UC72-BC50-TP2.9
IR 4000 SERIES VH DVM | IR4030 VH DVM | Horizontal | 1800 / 3600 | 4000 | 3000 | Yes | 3600 | 72 | 50 | 3.2 | IR4030-VH-DVM-UC72-BC50-TP3.2
IR 4000 SERIES VH DVM | IR4030 VH DVM | Horizontal | 1800 / 3600 | 4000 | 3000 | Yes | 3600 | 72 | 51.2 | 2 | IR4030-VH-DVM-UC72-BC51.2-TP2
IR 4000 SERIES VH DVM | IR4030 VH DVM | Horizontal | 1800 / 3600 | 4000 | 3000 | Yes | 3600 | 72 | 51.2 | 2.3 | IR4030-VH-DVM-UC72-BC51.2-TP2.3
IR 4000 SERIES VH DVM | IR4030 VH DVM | Horizontal | 1800 / 3600 | 4000 | 3000 | Yes | 3600 | 72 | 51.2 | 2.6 | IR4030-VH-DVM-UC72-BC51.2-TP2.6
IR 4000 SERIES VH DVM | IR4030 VH DVM | Horizontal | 1800 / 3600 | 4000 | 3000 | Yes | 3600 | 72 | 51.2 | 2.9 | IR4030-VH-DVM-UC72-BC51.2-TP2.9
IR 4000 SERIES VH DVM | IR4030 VH DVM | Horizontal | 1800 / 3600 | 4000 | 3000 | Yes | 3600 | 72 | 51.2 | 3.2 | IR4030-VH-DVM-UC72-BC51.2-TP3.2
IR 4000 SERIES VH DVM | IR4030 VH DVM | Horizontal | 1800 / 3600 | 4000 | 3000 | Yes | 3600 | 72 | 52.5 | 2 | IR4030-VH-DVM-UC72-BC52.5-TP2
IR 4000 SERIES VH DVM | IR4030 VH DVM | Horizontal | 1800 / 3600 | 4000 | 3000 | Yes | 3600 | 72 | 52.5 | 2.3 | IR4030-VH-DVM-UC72-BC52.5-TP2.3
IR 4000 SERIES VH DVM | IR4030 VH DVM | Horizontal | 1800 / 3600 | 4000 | 3000 | Yes | 3600 | 72 | 52.5 | 2.6 | IR4030-VH-DVM-UC72-BC52.5-TP2.6
IR 4000 SERIES VH DVM | IR4030 VH DVM | Horizontal | 1800 / 3600 | 4000 | 3000 | Yes | 3600 | 72 | 52.5 | 2.9 | IR4030-VH-DVM-UC72-BC52.5-TP2.9
IR 4000 SERIES VH DVM | IR4030 VH DVM | Horizontal | 1800 / 3600 | 4000 | 3000 | Yes | 3600 | 72 | 52.5 | 3.2 | IR4030-VH-DVM-UC72-BC52.5-TP3.2
IR 4000 SERIES VH DVM | IR4030 VH DVM | Horizontal | 1800 / 3600 | 4000 | 3000 | Yes | 3600 | 72 | 53.8 | 2 | IR4030-VH-DVM-UC72-BC53.8-TP2
IR 4000 SERIES VH DVM | IR4030 VH DVM | Horizontal | 1800 / 3600 | 4000 | 3000 | Yes | 3600 | 72 | 53.8 | 2.3 | IR4030-VH-DVM-UC72-BC53.8-TP2.3
IR 4000 SERIES VH DVM | IR4030 VH DVM | Horizontal | 1800 / 3600 | 4000 | 3000 | Yes | 3600 | 72 | 53.8 | 2.6 | IR4030-VH-DVM-UC72-BC53.8-TP2.6
IR 4000 SERIES VH DVM | IR4030 VH DVM | Horizontal | 1800 / 3600 | 4000 | 3000 | Yes | 3600 | 72 | 53.8 | 2.9 | IR4030-VH-DVM-UC72-BC53.8-TP2.9
IR 4000 SERIES VH DVM | IR4030 VH DVM | Horizontal | 1800 / 3600 | 4000 | 3000 | Yes | 3600 | 72 | 53.8 | 3.2 | IR4030-VH-DVM-UC72-BC53.8-TP3.2
IR 4000 SERIES VH DVM | IR4030 VH DVM | Horizontal | 1800 / 3600 | 4000 | 3000 | Yes | 3600 | 72 | 55 | 2 | IR4030-VH-DVM-UC72-BC55-TP2
IR 4000 SERIES VH DVM | IR4030 VH DVM | Horizontal | 1800 / 3600 | 4000 | 3000 | Yes | 3600 | 72 | 55 | 2.3 | IR4030-VH-DVM-UC72-BC55-TP2.3
IR 4000 SERIES VH DVM | IR4030 VH DVM | Horizontal | 1800 / 3600 | 4000 | 3000 | Yes | 3600 | 72 | 55 | 2.6 | IR4030-VH-DVM-UC72-BC55-TP2.6
IR 4000 SERIES VH DVM | IR4030 VH DVM | Horizontal | 1800 / 3600 | 4000 | 3000 | Yes | 3600 | 72 | 55 | 2.9 | IR4030-VH-DVM-UC72-BC55-TP2.9
IR 4000 SERIES VH DVM | IR4030 VH DVM | Horizontal | 1800 / 3600 | 4000 | 3000 | Yes | 3600 | 72 | 55 | 3.2 | IR4030-VH-DVM-UC72-BC55-TP3.2
IR 4000 SERIES VH DVM | IR4030 VH DVM | Horizontal | 1800 / 3600 | 4000 | 3000 | Yes | 3600 | 110 | 50 | 2 | IR4030-VH-DVM-UC110-BC50-TP2
IR 4000 SERIES VH DVM | IR4030 VH DVM | Horizontal | 1800 / 3600 | 4000 | 3000 | Yes | 3600 | 110 | 50 | 2.3 | IR4030-VH-DVM-UC110-BC50-TP2.3
IR 4000 SERIES VH DVM | IR4030 VH DVM | Horizontal | 1800 / 3600 | 4000 | 3000 | Yes | 3600 | 110 | 50 | 2.6 | IR4030-VH-DVM-UC110-BC50-TP2.6
IR 4000 SERIES VH DVM | IR4030 VH DVM | Horizontal | 1800 / 3600 | 4000 | 3000 | Yes | 3600 | 110 | 50 | 2.9 | IR4030-VH-DVM-UC110-BC50-TP2.9
IR 4000 SERIES VH DVM | IR4030 VH DVM | Horizontal | 1800 / 3600 | 4000 | 3000 | Yes | 3600 | 110 | 50 | 3.2 | IR4030-VH-DVM-UC110-BC50-TP3.2
IR 4000 SERIES VH DVM | IR4030 VH DVM | Horizontal | 1800 / 3600 | 4000 | 3000 | Yes | 3600 | 110 | 51.2 | 2 | IR4030-VH-DVM-UC110-BC51.2-TP2
IR 4000 SERIES VH DVM | IR4030 VH DVM | Horizontal | 1800 / 3600 | 4000 | 3000 | Yes | 3600 | 110 | 51.2 | 2.3 | IR4030-VH-DVM-UC110-BC51.2-TP2.3
IR 4000 SERIES VH DVM | IR4030 VH DVM | Horizontal | 1800 / 3600 | 4000 | 3000 | Yes | 3600 | 110 | 51.2 | 2.6 | IR4030-VH-DVM-UC110-BC51.2-TP2.6
IR 4000 SERIES VH DVM | IR4030 VH DVM | Horizontal | 1800 / 3600 | 4000 | 3000 | Yes | 3600 | 110 | 51.2 | 2.9 | IR4030-VH-DVM-UC110-BC51.2-TP2.9
IR 4000 SERIES VH DVM | IR4030 VH DVM | Horizontal | 1800 / 3600 | 4000 | 3000 | Yes | 3600 | 110 | 51.2 | 3.2 | IR4030-VH-DVM-UC110-BC51.2-TP3.2
IR 4000 SERIES VH DVM | IR4030 VH DVM | Horizontal | 1800 / 3600 | 4000 | 3000 | Yes | 3600 | 110 | 52.5 | 2 | IR4030-VH-DVM-UC110-BC52.5-TP2
IR 4000 SERIES VH DVM | IR4030 VH DVM | Horizontal | 1800 / 3600 | 4000 | 3000 | Yes | 3600 | 110 | 52.5 | 2.3 | IR4030-VH-DVM-UC110-BC52.5-TP2.3
IR 4000 SERIES VH DVM | IR4030 VH DVM | Horizontal | 1800 / 3600 | 4000 | 3000 | Yes | 3600 | 110 | 52.5 | 2.6 | IR4030-VH-DVM-UC110-BC52.5-TP2.6
IR 4000 SERIES VH DVM | IR4030 VH DVM | Horizontal | 1800 / 3600 | 4000 | 3000 | Yes | 3600 | 110 | 52.5 | 2.9 | IR4030-VH-DVM-UC110-BC52.5-TP2.9
IR 4000 SERIES VH DVM | IR4030 VH DVM | Horizontal | 1800 / 3600 | 4000 | 3000 | Yes | 3600 | 110 | 52.5 | 3.2 | IR4030-VH-DVM-UC110-BC52.5-TP3.2
IR 4000 SERIES VH DVM | IR4030 VH DVM | Horizontal | 1800 / 3600 | 4000 | 3000 | Yes | 3600 | 110 | 53.8 | 2 | IR4030-VH-DVM-UC110-BC53.8-TP2
IR 4000 SERIES VH DVM | IR4030 VH DVM | Horizontal | 1800 / 3600 | 4000 | 3000 | Yes | 3600 | 110 | 53.8 | 2.3 | IR4030-VH-DVM-UC110-BC53.8-TP2.3
IR 4000 SERIES VH DVM | IR4030 VH DVM | Horizontal | 1800 / 3600 | 4000 | 3000 | Yes | 3600 | 110 | 53.8 | 2.6 | IR4030-VH-DVM-UC110-BC53.8-TP2.6
IR 4000 SERIES VH DVM | IR4030 VH DVM | Horizontal | 1800 / 3600 | 4000 | 3000 | Yes | 3600 | 110 | 53.8 | 2.9 | IR4030-VH-DVM-UC110-BC53.8-TP2.9
IR 4000 SERIES VH DVM | IR4030 VH DVM | Horizontal | 1800 / 3600 | 4000 | 3000 | Yes | 3600 | 110 | 53.8 | 3.2 | IR4030-VH-DVM-UC110-BC53.8-TP3.2
IR 4000 SERIES VH DVM | IR4030 VH DVM | Horizontal | 1800 / 3600 | 4000 | 3000 | Yes | 3600 | 110 | 55 | 2 | IR4030-VH-DVM-UC110-BC55-TP2
IR 4000 SERIES VH DVM | IR4030 VH DVM | Horizontal | 1800 / 3600 | 4000 | 3000 | Yes | 3600 | 110 | 55 | 2.3 | IR4030-VH-DVM-UC110-BC55-TP2.3
IR 4000 SERIES VH DVM | IR4030 VH DVM | Horizontal | 1800 / 3600 | 4000 | 3000 | Yes | 3600 | 110 | 55 | 2.6 | IR4030-VH-DVM-UC110-BC55-TP2.6
IR 4000 SERIES VH DVM | IR4030 VH DVM | Horizontal | 1800 / 3600 | 4000 | 3000 | Yes | 3600 | 110 | 55 | 2.9 | IR4030-VH-DVM-UC110-BC55-TP2.9
IR 4000 SERIES VH DVM | IR4030 VH DVM | Horizontal | 1800 / 3600 | 4000 | 3000 | Yes | 3600 | 110 | 55 | 3.2 | IR4030-VH-DVM-UC110-BC55-TP3.2
IR 4000 SERIES VH DVM | IR4045 VH DVM | Horizontal | 1800 / 3600 | 4000 | 4500 | Yes | 1800 | 24 | 35 | 3.2 | IR4045-VH-DVM-UC24-BC35-TP3.2
IR 4000 SERIES VH DVM | IR4045 VH DVM | Horizontal | 1800 / 3600 | 4000 | 4500 | Yes | 1800 | 24 | 35 | 3.65 | IR4045-VH-DVM-UC24-BC35-TP3.65
IR 4000 SERIES VH DVM | IR4045 VH DVM | Horizontal | 1800 / 3600 | 4000 | 4500 | Yes | 1800 | 24 | 35 | 4.1 | IR4045-VH-DVM-UC24-BC35-TP4.1
IR 4000 SERIES VH DVM | IR4045 VH DVM | Horizontal | 1800 / 3600 | 4000 | 4500 | Yes | 1800 | 24 | 35 | 4.55 | IR4045-VH-DVM-UC24-BC35-TP4.55
IR 4000 SERIES VH DVM | IR4045 VH DVM | Horizontal | 1800 / 3600 | 4000 | 4500 | Yes | 1800 | 24 | 35 | 5 | IR4045-VH-DVM-UC24-BC35-TP5
IR 4000 SERIES VH DVM | IR4045 VH DVM | Horizontal | 1800 / 3600 | 4000 | 4500 | Yes | 1800 | 24 | 51.2 | 3.2 | IR4045-VH-DVM-UC24-BC51.2-TP3.2
IR 4000 SERIES VH DVM | IR4045 VH DVM | Horizontal | 1800 / 3600 | 4000 | 4500 | Yes | 1800 | 24 | 51.2 | 3.65 | IR4045-VH-DVM-UC24-BC51.2-TP3.65
IR 4000 SERIES VH DVM | IR4045 VH DVM | Horizontal | 1800 / 3600 | 4000 | 4500 | Yes | 1800 | 24 | 51.2 | 4.1 | IR4045-VH-DVM-UC24-BC51.2-TP4.1
IR 4000 SERIES VH DVM | IR4045 VH DVM | Horizontal | 1800 / 3600 | 4000 | 4500 | Yes | 1800 | 24 | 51.2 | 4.55 | IR4045-VH-DVM-UC24-BC51.2-TP4.55
IR 4000 SERIES VH DVM | IR4045 VH DVM | Horizontal | 1800 / 3600 | 4000 | 4500 | Yes | 1800 | 24 | 51.2 | 5 | IR4045-VH-DVM-UC24-BC51.2-TP5
IR 4000 SERIES VH DVM | IR4045 VH DVM | Horizontal | 1800 / 3600 | 4000 | 4500 | Yes | 1800 | 24 | 67.5 | 3.2 | IR4045-VH-DVM-UC24-BC67.5-TP3.2
IR 4000 SERIES VH DVM | IR4045 VH DVM | Horizontal | 1800 / 3600 | 4000 | 4500 | Yes | 1800 | 24 | 67.5 | 3.65 | IR4045-VH-DVM-UC24-BC67.5-TP3.65
IR 4000 SERIES VH DVM | IR4045 VH DVM | Horizontal | 1800 / 3600 | 4000 | 4500 | Yes | 1800 | 24 | 67.5 | 4.1 | IR4045-VH-DVM-UC24-BC67.5-TP4.1
IR 4000 SERIES VH DVM | IR4045 VH DVM | Horizontal | 1800 / 3600 | 4000 | 4500 | Yes | 1800 | 24 | 67.5 | 4.55 | IR4045-VH-DVM-UC24-BC67.5-TP4.55
IR 4000 SERIES VH DVM | IR4045 VH DVM | Horizontal | 1800 / 3600 | 4000 | 4500 | Yes | 1800 | 24 | 67.5 | 5 | IR4045-VH-DVM-UC24-BC67.5-TP5
IR 4000 SERIES VH DVM | IR4045 VH DVM | Horizontal | 1800 / 3600 | 4000 | 4500 | Yes | 1800 | 24 | 83.8 | 3.2 | IR4045-VH-DVM-UC24-BC83.8-TP3.2
IR 4000 SERIES VH DVM | IR4045 VH DVM | Horizontal | 1800 / 3600 | 4000 | 4500 | Yes | 1800 | 24 | 83.8 | 3.65 | IR4045-VH-DVM-UC24-BC83.8-TP3.65
IR 4000 SERIES VH DVM | IR4045 VH DVM | Horizontal | 1800 / 3600 | 4000 | 4500 | Yes | 1800 | 24 | 83.8 | 4.1 | IR4045-VH-DVM-UC24-BC83.8-TP4.1
IR 4000 SERIES VH DVM | IR4045 VH DVM | Horizontal | 1800 / 3600 | 4000 | 4500 | Yes | 1800 | 24 | 83.8 | 4.55 | IR4045-VH-DVM-UC24-BC83.8-TP4.55
IR 4000 SERIES VH DVM | IR4045 VH DVM | Horizontal | 1800 / 3600 | 4000 | 4500 | Yes | 1800 | 24 | 83.8 | 5 | IR4045-VH-DVM-UC24-BC83.8-TP5
IR 4000 SERIES VH DVM | IR4045 VH DVM | Horizontal | 1800 / 3600 | 4000 | 4500 | Yes | 1800 | 24 | 100 | 3.2 | IR4045-VH-DVM-UC24-BC100-TP3.2
IR 4000 SERIES VH DVM | IR4045 VH DVM | Horizontal | 1800 / 3600 | 4000 | 4500 | Yes | 1800 | 24 | 100 | 3.65 | IR4045-VH-DVM-UC24-BC100-TP3.65
IR 4000 SERIES VH DVM | IR4045 VH DVM | Horizontal | 1800 / 3600 | 4000 | 4500 | Yes | 1800 | 24 | 100 | 4.1 | IR4045-VH-DVM-UC24-BC100-TP4.1
IR 4000 SERIES VH DVM | IR4045 VH DVM | Horizontal | 1800 / 3600 | 4000 | 4500 | Yes | 1800 | 24 | 100 | 4.55 | IR4045-VH-DVM-UC24-BC100-TP4.55
IR 4000 SERIES VH DVM | IR4045 VH DVM | Horizontal | 1800 / 3600 | 4000 | 4500 | Yes | 1800 | 24 | 100 | 5 | IR4045-VH-DVM-UC24-BC100-TP5
IR 4000 SERIES VH DVM | IR4045 VH DVM | Horizontal | 1800 / 3600 | 4000 | 4500 | Yes | 1800 | 36 | 35 | 3.2 | IR4045-VH-DVM-UC36-BC35-TP3.2
IR 4000 SERIES VH DVM | IR4045 VH DVM | Horizontal | 1800 / 3600 | 4000 | 4500 | Yes | 1800 | 36 | 35 | 3.65 | IR4045-VH-DVM-UC36-BC35-TP3.65
IR 4000 SERIES VH DVM | IR4045 VH DVM | Horizontal | 1800 / 3600 | 4000 | 4500 | Yes | 1800 | 36 | 35 | 4.1 | IR4045-VH-DVM-UC36-BC35-TP4.1
IR 4000 SERIES VH DVM | IR4045 VH DVM | Horizontal | 1800 / 3600 | 4000 | 4500 | Yes | 1800 | 36 | 35 | 4.55 | IR4045-VH-DVM-UC36-BC35-TP4.55
IR 4000 SERIES VH DVM | IR4045 VH DVM | Horizontal | 1800 / 3600 | 4000 | 4500 | Yes | 1800 | 36 | 35 | 5 | IR4045-VH-DVM-UC36-BC35-TP5
IR 4000 SERIES VH DVM | IR4045 VH DVM | Horizontal | 1800 / 3600 | 4000 | 4500 | Yes | 1800 | 36 | 51.2 | 3.2 | IR4045-VH-DVM-UC36-BC51.2-TP3.2
IR 4000 SERIES VH DVM | IR4045 VH DVM | Horizontal | 1800 / 3600 | 4000 | 4500 | Yes | 1800 | 36 | 51.2 | 3.65 | IR4045-VH-DVM-UC36-BC51.2-TP3.65
IR 4000 SERIES VH DVM | IR4045 VH DVM | Horizontal | 1800 / 3600 | 4000 | 4500 | Yes | 1800 | 36 | 51.2 | 4.1 | IR4045-VH-DVM-UC36-BC51.2-TP4.1
IR 4000 SERIES VH DVM | IR4045 VH DVM | Horizontal | 1800 / 3600 | 4000 | 4500 | Yes | 1800 | 36 | 51.2 | 4.55 | IR4045-VH-DVM-UC36-BC51.2-TP4.55
IR 4000 SERIES VH DVM | IR4045 VH DVM | Horizontal | 1800 / 3600 | 4000 | 4500 | Yes | 1800 | 36 | 51.2 | 5 | IR4045-VH-DVM-UC36-BC51.2-TP5
IR 4000 SERIES VH DVM | IR4045 VH DVM | Horizontal | 1800 / 3600 | 4000 | 4500 | Yes | 1800 | 36 | 67.5 | 3.2 | IR4045-VH-DVM-UC36-BC67.5-TP3.2
IR 4000 SERIES VH DVM | IR4045 VH DVM | Horizontal | 1800 / 3600 | 4000 | 4500 | Yes | 1800 | 36 | 67.5 | 3.65 | IR4045-VH-DVM-UC36-BC67.5-TP3.65
IR 4000 SERIES VH DVM | IR4045 VH DVM | Horizontal | 1800 / 3600 | 4000 | 4500 | Yes | 1800 | 36 | 67.5 | 4.1 | IR4045-VH-DVM-UC36-BC67.5-TP4.1
IR 4000 SERIES VH DVM | IR4045 VH DVM | Horizontal | 1800 / 3600 | 4000 | 4500 | Yes | 1800 | 36 | 67.5 | 4.55 | IR4045-VH-DVM-UC36-BC67.5-TP4.55
IR 4000 SERIES VH DVM | IR4045 VH DVM | Horizontal | 1800 / 3600 | 4000 | 4500 | Yes | 1800 | 36 | 67.5 | 5 | IR4045-VH-DVM-UC36-BC67.5-TP5
IR 4000 SERIES VH DVM | IR4045 VH DVM | Horizontal | 1800 / 3600 | 4000 | 4500 | Yes | 1800 | 36 | 83.8 | 3.2 | IR4045-VH-DVM-UC36-BC83.8-TP3.2
IR 4000 SERIES VH DVM | IR4045 VH DVM | Horizontal | 1800 / 3600 | 4000 | 4500 | Yes | 1800 | 36 | 83.8 | 3.65 | IR4045-VH-DVM-UC36-BC83.8-TP3.65
IR 4000 SERIES VH DVM | IR4045 VH DVM | Horizontal | 1800 / 3600 | 4000 | 4500 | Yes | 1800 | 36 | 83.8 | 4.1 | IR4045-VH-DVM-UC36-BC83.8-TP4.1
IR 4000 SERIES VH DVM | IR4045 VH DVM | Horizontal | 1800 / 3600 | 4000 | 4500 | Yes | 1800 | 36 | 83.8 | 4.55 | IR4045-VH-DVM-UC36-BC83.8-TP4.55
IR 4000 SERIES VH DVM | IR4045 VH DVM | Horizontal | 1800 / 3600 | 4000 | 4500 | Yes | 1800 | 36 | 83.8 | 5 | IR4045-VH-DVM-UC36-BC83.8-TP5
IR 4000 SERIES VH DVM | IR4045 VH DVM | Horizontal | 1800 / 3600 | 4000 | 4500 | Yes | 1800 | 36 | 100 | 3.2 | IR4045-VH-DVM-UC36-BC100-TP3.2
IR 4000 SERIES VH DVM | IR4045 VH DVM | Horizontal | 1800 / 3600 | 4000 | 4500 | Yes | 1800 | 36 | 100 | 3.65 | IR4045-VH-DVM-UC36-BC100-TP3.65
IR 4000 SERIES VH DVM | IR4045 VH DVM | Horizontal | 1800 / 3600 | 4000 | 4500 | Yes | 1800 | 36 | 100 | 4.1 | IR4045-VH-DVM-UC36-BC100-TP4.1
IR 4000 SERIES VH DVM | IR4045 VH DVM | Horizontal | 1800 / 3600 | 4000 | 4500 | Yes | 1800 | 36 | 100 | 4.55 | IR4045-VH-DVM-UC36-BC100-TP4.55
IR 4000 SERIES VH DVM | IR4045 VH DVM | Horizontal | 1800 / 3600 | 4000 | 4500 | Yes | 1800 | 36 | 100 | 5 | IR4045-VH-DVM-UC36-BC100-TP5
IR 4000 SERIES VH DVM | IR4045 VH DVM | Horizontal | 1800 / 3600 | 4000 | 4500 | Yes | 1800 | 48 | 35 | 3.2 | IR4045-VH-DVM-UC48-BC35-TP3.2
IR 4000 SERIES VH DVM | IR4045 VH DVM | Horizontal | 1800 / 3600 | 4000 | 4500 | Yes | 1800 | 48 | 35 | 3.65 | IR4045-VH-DVM-UC48-BC35-TP3.65
IR 4000 SERIES VH DVM | IR4045 VH DVM | Horizontal | 1800 / 3600 | 4000 | 4500 | Yes | 1800 | 48 | 35 | 4.1 | IR4045-VH-DVM-UC48-BC35-TP4.1
IR 4000 SERIES VH DVM | IR4045 VH DVM | Horizontal | 1800 / 3600 | 4000 | 4500 | Yes | 1800 | 48 | 35 | 4.55 | IR4045-VH-DVM-UC48-BC35-TP4.55
IR 4000 SERIES VH DVM | IR4045 VH DVM | Horizontal | 1800 / 3600 | 4000 | 4500 | Yes | 1800 | 48 | 35 | 5 | IR4045-VH-DVM-UC48-BC35-TP5
IR 4000 SERIES VH DVM | IR4045 VH DVM | Horizontal | 1800 / 3600 | 4000 | 4500 | Yes | 1800 | 48 | 51.2 | 3.2 | IR4045-VH-DVM-UC48-BC51.2-TP3.2
IR 4000 SERIES VH DVM | IR4045 VH DVM | Horizontal | 1800 / 3600 | 4000 | 4500 | Yes | 1800 | 48 | 51.2 | 3.65 | IR4045-VH-DVM-UC48-BC51.2-TP3.65
IR 4000 SERIES VH DVM | IR4045 VH DVM | Horizontal | 1800 / 3600 | 4000 | 4500 | Yes | 1800 | 48 | 51.2 | 4.1 | IR4045-VH-DVM-UC48-BC51.2-TP4.1
IR 4000 SERIES VH DVM | IR4045 VH DVM | Horizontal | 1800 / 3600 | 4000 | 4500 | Yes | 1800 | 48 | 51.2 | 4.55 | IR4045-VH-DVM-UC48-BC51.2-TP4.55
IR 4000 SERIES VH DVM | IR4045 VH DVM | Horizontal | 1800 / 3600 | 4000 | 4500 | Yes | 1800 | 48 | 51.2 | 5 | IR4045-VH-DVM-UC48-BC51.2-TP5
IR 4000 SERIES VH DVM | IR4045 VH DVM | Horizontal | 1800 / 3600 | 4000 | 4500 | Yes | 1800 | 48 | 67.5 | 3.2 | IR4045-VH-DVM-UC48-BC67.5-TP3.2
IR 4000 SERIES VH DVM | IR4045 VH DVM | Horizontal | 1800 / 3600 | 4000 | 4500 | Yes | 1800 | 48 | 67.5 | 3.65 | IR4045-VH-DVM-UC48-BC67.5-TP3.65
IR 4000 SERIES VH DVM | IR4045 VH DVM | Horizontal | 1800 / 3600 | 4000 | 4500 | Yes | 1800 | 48 | 67.5 | 4.1 | IR4045-VH-DVM-UC48-BC67.5-TP4.1
IR 4000 SERIES VH DVM | IR4045 VH DVM | Horizontal | 1800 / 3600 | 4000 | 4500 | Yes | 1800 | 48 | 67.5 | 4.55 | IR4045-VH-DVM-UC48-BC67.5-TP4.55
IR 4000 SERIES VH DVM | IR4045 VH DVM | Horizontal | 1800 / 3600 | 4000 | 4500 | Yes | 1800 | 48 | 67.5 | 5 | IR4045-VH-DVM-UC48-BC67.5-TP5
IR 4000 SERIES VH DVM | IR4045 VH DVM | Horizontal | 1800 / 3600 | 4000 | 4500 | Yes | 1800 | 48 | 83.8 | 3.2 | IR4045-VH-DVM-UC48-BC83.8-TP3.2
IR 4000 SERIES VH DVM | IR4045 VH DVM | Horizontal | 1800 / 3600 | 4000 | 4500 | Yes | 1800 | 48 | 83.8 | 3.65 | IR4045-VH-DVM-UC48-BC83.8-TP3.65
IR 4000 SERIES VH DVM | IR4045 VH DVM | Horizontal | 1800 / 3600 | 4000 | 4500 | Yes | 1800 | 48 | 83.8 | 4.1 | IR4045-VH-DVM-UC48-BC83.8-TP4.1
IR 4000 SERIES VH DVM | IR4045 VH DVM | Horizontal | 1800 / 3600 | 4000 | 4500 | Yes | 1800 | 48 | 83.8 | 4.55 | IR4045-VH-DVM-UC48-BC83.8-TP4.55
IR 4000 SERIES VH DVM | IR4045 VH DVM | Horizontal | 1800 / 3600 | 4000 | 4500 | Yes | 1800 | 48 | 83.8 | 5 | IR4045-VH-DVM-UC48-BC83.8-TP5
IR 4000 SERIES VH DVM | IR4045 VH DVM | Horizontal | 1800 / 3600 | 4000 | 4500 | Yes | 1800 | 48 | 100 | 3.2 | IR4045-VH-DVM-UC48-BC100-TP3.2
IR 4000 SERIES VH DVM | IR4045 VH DVM | Horizontal | 1800 / 3600 | 4000 | 4500 | Yes | 1800 | 48 | 100 | 3.65 | IR4045-VH-DVM-UC48-BC100-TP3.65
IR 4000 SERIES VH DVM | IR4045 VH DVM | Horizontal | 1800 / 3600 | 4000 | 4500 | Yes | 1800 | 48 | 100 | 4.1 | IR4045-VH-DVM-UC48-BC100-TP4.1
IR 4000 SERIES VH DVM | IR4045 VH DVM | Horizontal | 1800 / 3600 | 4000 | 4500 | Yes | 1800 | 48 | 100 | 4.55 | IR4045-VH-DVM-UC48-BC100-TP4.55
IR 4000 SERIES VH DVM | IR4045 VH DVM | Horizontal | 1800 / 3600 | 4000 | 4500 | Yes | 1800 | 48 | 100 | 5 | IR4045-VH-DVM-UC48-BC100-TP5
IR 4000 SERIES VH DVM | IR4045 VH DVM | Horizontal | 1800 / 3600 | 4000 | 4500 | Yes | 1800 | 72 | 35 | 3.2 | IR4045-VH-DVM-UC72-BC35-TP3.2
IR 4000 SERIES VH DVM | IR4045 VH DVM | Horizontal | 1800 / 3600 | 4000 | 4500 | Yes | 1800 | 72 | 35 | 3.65 | IR4045-VH-DVM-UC72-BC35-TP3.65
IR 4000 SERIES VH DVM | IR4045 VH DVM | Horizontal | 1800 / 3600 | 4000 | 4500 | Yes | 1800 | 72 | 35 | 4.1 | IR4045-VH-DVM-UC72-BC35-TP4.1
IR 4000 SERIES VH DVM | IR4045 VH DVM | Horizontal | 1800 / 3600 | 4000 | 4500 | Yes | 1800 | 72 | 35 | 4.55 | IR4045-VH-DVM-UC72-BC35-TP4.55
IR 4000 SERIES VH DVM | IR4045 VH DVM | Horizontal | 1800 / 3600 | 4000 | 4500 | Yes | 1800 | 72 | 35 | 5 | IR4045-VH-DVM-UC72-BC35-TP5
IR 4000 SERIES VH DVM | IR4045 VH DVM | Horizontal | 1800 / 3600 | 4000 | 4500 | Yes | 1800 | 72 | 51.2 | 3.2 | IR4045-VH-DVM-UC72-BC51.2-TP3.2
IR 4000 SERIES VH DVM | IR4045 VH DVM | Horizontal | 1800 / 3600 | 4000 | 4500 | Yes | 1800 | 72 | 51.2 | 3.65 | IR4045-VH-DVM-UC72-BC51.2-TP3.65
IR 4000 SERIES VH DVM | IR4045 VH DVM | Horizontal | 1800 / 3600 | 4000 | 4500 | Yes | 1800 | 72 | 51.2 | 4.1 | IR4045-VH-DVM-UC72-BC51.2-TP4.1
IR 4000 SERIES VH DVM | IR4045 VH DVM | Horizontal | 1800 / 3600 | 4000 | 4500 | Yes | 1800 | 72 | 51.2 | 4.55 | IR4045-VH-DVM-UC72-BC51.2-TP4.55
IR 4000 SERIES VH DVM | IR4045 VH DVM | Horizontal | 1800 / 3600 | 4000 | 4500 | Yes | 1800 | 72 | 51.2 | 5 | IR4045-VH-DVM-UC72-BC51.2-TP5
IR 4000 SERIES VH DVM | IR4045 VH DVM | Horizontal | 1800 / 3600 | 4000 | 4500 | Yes | 1800 | 72 | 67.5 | 3.2 | IR4045-VH-DVM-UC72-BC67.5-TP3.2
IR 4000 SERIES VH DVM | IR4045 VH DVM | Horizontal | 1800 / 3600 | 4000 | 4500 | Yes | 1800 | 72 | 67.5 | 3.65 | IR4045-VH-DVM-UC72-BC67.5-TP3.65
IR 4000 SERIES VH DVM | IR4045 VH DVM | Horizontal | 1800 / 3600 | 4000 | 4500 | Yes | 1800 | 72 | 67.5 | 4.1 | IR4045-VH-DVM-UC72-BC67.5-TP4.1
IR 4000 SERIES VH DVM | IR4045 VH DVM | Horizontal | 1800 / 3600 | 4000 | 4500 | Yes | 1800 | 72 | 67.5 | 4.55 | IR4045-VH-DVM-UC72-BC67.5-TP4.55
IR 4000 SERIES VH DVM | IR4045 VH DVM | Horizontal | 1800 / 3600 | 4000 | 4500 | Yes | 1800 | 72 | 67.5 | 5 | IR4045-VH-DVM-UC72-BC67.5-TP5
IR 4000 SERIES VH DVM | IR4045 VH DVM | Horizontal | 1800 / 3600 | 4000 | 4500 | Yes | 1800 | 72 | 83.8 | 3.2 | IR4045-VH-DVM-UC72-BC83.8-TP3.2
IR 4000 SERIES VH DVM | IR4045 VH DVM | Horizontal | 1800 / 3600 | 4000 | 4500 | Yes | 1800 | 72 | 83.8 | 3.65 | IR4045-VH-DVM-UC72-BC83.8-TP3.65
IR 4000 SERIES VH DVM | IR4045 VH DVM | Horizontal | 1800 / 3600 | 4000 | 4500 | Yes | 1800 | 72 | 83.8 | 4.1 | IR4045-VH-DVM-UC72-BC83.8-TP4.1
IR 4000 SERIES VH DVM | IR4045 VH DVM | Horizontal | 1800 / 3600 | 4000 | 4500 | Yes | 1800 | 72 | 83.8 | 4.55 | IR4045-VH-DVM-UC72-BC83.8-TP4.55
IR 4000 SERIES VH DVM | IR4045 VH DVM | Horizontal | 1800 / 3600 | 4000 | 4500 | Yes | 1800 | 72 | 83.8 | 5 | IR4045-VH-DVM-UC72-BC83.8-TP5
IR 4000 SERIES VH DVM | IR4045 VH DVM | Horizontal | 1800 / 3600 | 4000 | 4500 | Yes | 1800 | 72 | 100 | 3.2 | IR4045-VH-DVM-UC72-BC100-TP3.2
IR 4000 SERIES VH DVM | IR4045 VH DVM | Horizontal | 1800 / 3600 | 4000 | 4500 | Yes | 1800 | 72 | 100 | 3.65 | IR4045-VH-DVM-UC72-BC100-TP3.65
IR 4000 SERIES VH DVM | IR4045 VH DVM | Horizontal | 1800 / 3600 | 4000 | 4500 | Yes | 1800 | 72 | 100 | 4.1 | IR4045-VH-DVM-UC72-BC100-TP4.1
IR 4000 SERIES VH DVM | IR4045 VH DVM | Horizontal | 1800 / 3600 | 4000 | 4500 | Yes | 1800 | 72 | 100 | 4.55 | IR4045-VH-DVM-UC72-BC100-TP4.55
IR 4000 SERIES VH DVM | IR4045 VH DVM | Horizontal | 1800 / 3600 | 4000 | 4500 | Yes | 1800 | 72 | 100 | 5 | IR4045-VH-DVM-UC72-BC100-TP5
IR 4000 SERIES VH DVM | IR4045 VH DVM | Horizontal | 1800 / 3600 | 4000 | 4500 | Yes | 1800 | 110 | 35 | 3.2 | IR4045-VH-DVM-UC110-BC35-TP3.2
IR 4000 SERIES VH DVM | IR4045 VH DVM | Horizontal | 1800 / 3600 | 4000 | 4500 | Yes | 1800 | 110 | 35 | 3.65 | IR4045-VH-DVM-UC110-BC35-TP3.65
IR 4000 SERIES VH DVM | IR4045 VH DVM | Horizontal | 1800 / 3600 | 4000 | 4500 | Yes | 1800 | 110 | 35 | 4.1 | IR4045-VH-DVM-UC110-BC35-TP4.1
IR 4000 SERIES VH DVM | IR4045 VH DVM | Horizontal | 1800 / 3600 | 4000 | 4500 | Yes | 1800 | 110 | 35 | 4.55 | IR4045-VH-DVM-UC110-BC35-TP4.55
IR 4000 SERIES VH DVM | IR4045 VH DVM | Horizontal | 1800 / 3600 | 4000 | 4500 | Yes | 1800 | 110 | 35 | 5 | IR4045-VH-DVM-UC110-BC35-TP5
IR 4000 SERIES VH DVM | IR4045 VH DVM | Horizontal | 1800 / 3600 | 4000 | 4500 | Yes | 1800 | 110 | 51.2 | 3.2 | IR4045-VH-DVM-UC110-BC51.2-TP3.2
IR 4000 SERIES VH DVM | IR4045 VH DVM | Horizontal | 1800 / 3600 | 4000 | 4500 | Yes | 1800 | 110 | 51.2 | 3.65 | IR4045-VH-DVM-UC110-BC51.2-TP3.65
IR 4000 SERIES VH DVM | IR4045 VH DVM | Horizontal | 1800 / 3600 | 4000 | 4500 | Yes | 1800 | 110 | 51.2 | 4.1 | IR4045-VH-DVM-UC110-BC51.2-TP4.1
IR 4000 SERIES VH DVM | IR4045 VH DVM | Horizontal | 1800 / 3600 | 4000 | 4500 | Yes | 1800 | 110 | 51.2 | 4.55 | IR4045-VH-DVM-UC110-BC51.2-TP4.55
IR 4000 SERIES VH DVM | IR4045 VH DVM | Horizontal | 1800 / 3600 | 4000 | 4500 | Yes | 1800 | 110 | 51.2 | 5 | IR4045-VH-DVM-UC110-BC51.2-TP5
IR 4000 SERIES VH DVM | IR4045 VH DVM | Horizontal | 1800 / 3600 | 4000 | 4500 | Yes | 1800 | 110 | 67.5 | 3.2 | IR4045-VH-DVM-UC110-BC67.5-TP3.2
IR 4000 SERIES VH DVM | IR4045 VH DVM | Horizontal | 1800 / 3600 | 4000 | 4500 | Yes | 1800 | 110 | 67.5 | 3.65 | IR4045-VH-DVM-UC110-BC67.5-TP3.65
IR 4000 SERIES VH DVM | IR4045 VH DVM | Horizontal | 1800 / 3600 | 4000 | 4500 | Yes | 1800 | 110 | 67.5 | 4.1 | IR4045-VH-DVM-UC110-BC67.5-TP4.1
IR 4000 SERIES VH DVM | IR4045 VH DVM | Horizontal | 1800 / 3600 | 4000 | 4500 | Yes | 1800 | 110 | 67.5 | 4.55 | IR4045-VH-DVM-UC110-BC67.5-TP4.55
IR 4000 SERIES VH DVM | IR4045 VH DVM | Horizontal | 1800 / 3600 | 4000 | 4500 | Yes | 1800 | 110 | 67.5 | 5 | IR4045-VH-DVM-UC110-BC67.5-TP5
IR 4000 SERIES VH DVM | IR4045 VH DVM | Horizontal | 1800 / 3600 | 4000 | 4500 | Yes | 1800 | 110 | 83.8 | 3.2 | IR4045-VH-DVM-UC110-BC83.8-TP3.2
IR 4000 SERIES VH DVM | IR4045 VH DVM | Horizontal | 1800 / 3600 | 4000 | 4500 | Yes | 1800 | 110 | 83.8 | 3.65 | IR4045-VH-DVM-UC110-BC83.8-TP3.65
IR 4000 SERIES VH DVM | IR4045 VH DVM | Horizontal | 1800 / 3600 | 4000 | 4500 | Yes | 1800 | 110 | 83.8 | 4.1 | IR4045-VH-DVM-UC110-BC83.8-TP4.1
IR 4000 SERIES VH DVM | IR4045 VH DVM | Horizontal | 1800 / 3600 | 4000 | 4500 | Yes | 1800 | 110 | 83.8 | 4.55 | IR4045-VH-DVM-UC110-BC83.8-TP4.55
IR 4000 SERIES VH DVM | IR4045 VH DVM | Horizontal | 1800 / 3600 | 4000 | 4500 | Yes | 1800 | 110 | 83.8 | 5 | IR4045-VH-DVM-UC110-BC83.8-TP5
IR 4000 SERIES VH DVM | IR4045 VH DVM | Horizontal | 1800 / 3600 | 4000 | 4500 | Yes | 1800 | 110 | 100 | 3.2 | IR4045-VH-DVM-UC110-BC100-TP3.2
IR 4000 SERIES VH DVM | IR4045 VH DVM | Horizontal | 1800 / 3600 | 4000 | 4500 | Yes | 1800 | 110 | 100 | 3.65 | IR4045-VH-DVM-UC110-BC100-TP3.65
IR 4000 SERIES VH DVM | IR4045 VH DVM | Horizontal | 1800 / 3600 | 4000 | 4500 | Yes | 1800 | 110 | 100 | 4.1 | IR4045-VH-DVM-UC110-BC100-TP4.1
IR 4000 SERIES VH DVM | IR4045 VH DVM | Horizontal | 1800 / 3600 | 4000 | 4500 | Yes | 1800 | 110 | 100 | 4.55 | IR4045-VH-DVM-UC110-BC100-TP4.55
IR 4000 SERIES VH DVM | IR4045 VH DVM | Horizontal | 1800 / 3600 | 4000 | 4500 | Yes | 1800 | 110 | 100 | 5 | IR4045-VH-DVM-UC110-BC100-TP5
IR 4000 SERIES VH DVM | IR4045 VH DVM | Horizontal | 1800 / 3600 | 4000 | 4500 | Yes | 3600 | 24 | 50 | 2 | IR4045-VH-DVM-UC24-BC50-TP2
IR 4000 SERIES VH DVM | IR4045 VH DVM | Horizontal | 1800 / 3600 | 4000 | 4500 | Yes | 3600 | 24 | 50 | 2.3 | IR4045-VH-DVM-UC24-BC50-TP2.3
IR 4000 SERIES VH DVM | IR4045 VH DVM | Horizontal | 1800 / 3600 | 4000 | 4500 | Yes | 3600 | 24 | 50 | 2.6 | IR4045-VH-DVM-UC24-BC50-TP2.6
IR 4000 SERIES VH DVM | IR4045 VH DVM | Horizontal | 1800 / 3600 | 4000 | 4500 | Yes | 3600 | 24 | 50 | 2.9 | IR4045-VH-DVM-UC24-BC50-TP2.9
IR 4000 SERIES VH DVM | IR4045 VH DVM | Horizontal | 1800 / 3600 | 4000 | 4500 | Yes | 3600 | 24 | 50 | 3.2 | IR4045-VH-DVM-UC24-BC50-TP3.2
IR 4000 SERIES VH DVM | IR4045 VH DVM | Horizontal | 1800 / 3600 | 4000 | 4500 | Yes | 3600 | 24 | 51.2 | 2 | IR4045-VH-DVM-UC24-BC51.2-TP2
IR 4000 SERIES VH DVM | IR4045 VH DVM | Horizontal | 1800 / 3600 | 4000 | 4500 | Yes | 3600 | 24 | 51.2 | 2.3 | IR4045-VH-DVM-UC24-BC51.2-TP2.3
IR 4000 SERIES VH DVM | IR4045 VH DVM | Horizontal | 1800 / 3600 | 4000 | 4500 | Yes | 3600 | 24 | 51.2 | 2.6 | IR4045-VH-DVM-UC24-BC51.2-TP2.6
IR 4000 SERIES VH DVM | IR4045 VH DVM | Horizontal | 1800 / 3600 | 4000 | 4500 | Yes | 3600 | 24 | 51.2 | 2.9 | IR4045-VH-DVM-UC24-BC51.2-TP2.9
IR 4000 SERIES VH DVM | IR4045 VH DVM | Horizontal | 1800 / 3600 | 4000 | 4500 | Yes | 3600 | 24 | 51.2 | 3.2 | IR4045-VH-DVM-UC24-BC51.2-TP3.2
IR 4000 SERIES VH DVM | IR4045 VH DVM | Horizontal | 1800 / 3600 | 4000 | 4500 | Yes | 3600 | 24 | 52.5 | 2 | IR4045-VH-DVM-UC24-BC52.5-TP2
IR 4000 SERIES VH DVM | IR4045 VH DVM | Horizontal | 1800 / 3600 | 4000 | 4500 | Yes | 3600 | 24 | 52.5 | 2.3 | IR4045-VH-DVM-UC24-BC52.5-TP2.3
IR 4000 SERIES VH DVM | IR4045 VH DVM | Horizontal | 1800 / 3600 | 4000 | 4500 | Yes | 3600 | 24 | 52.5 | 2.6 | IR4045-VH-DVM-UC24-BC52.5-TP2.6
IR 4000 SERIES VH DVM | IR4045 VH DVM | Horizontal | 1800 / 3600 | 4000 | 4500 | Yes | 3600 | 24 | 52.5 | 2.9 | IR4045-VH-DVM-UC24-BC52.5-TP2.9
IR 4000 SERIES VH DVM | IR4045 VH DVM | Horizontal | 1800 / 3600 | 4000 | 4500 | Yes | 3600 | 24 | 52.5 | 3.2 | IR4045-VH-DVM-UC24-BC52.5-TP3.2
IR 4000 SERIES VH DVM | IR4045 VH DVM | Horizontal | 1800 / 3600 | 4000 | 4500 | Yes | 3600 | 24 | 53.8 | 2 | IR4045-VH-DVM-UC24-BC53.8-TP2
IR 4000 SERIES VH DVM | IR4045 VH DVM | Horizontal | 1800 / 3600 | 4000 | 4500 | Yes | 3600 | 24 | 53.8 | 2.3 | IR4045-VH-DVM-UC24-BC53.8-TP2.3
IR 4000 SERIES VH DVM | IR4045 VH DVM | Horizontal | 1800 / 3600 | 4000 | 4500 | Yes | 3600 | 24 | 53.8 | 2.6 | IR4045-VH-DVM-UC24-BC53.8-TP2.6
IR 4000 SERIES VH DVM | IR4045 VH DVM | Horizontal | 1800 / 3600 | 4000 | 4500 | Yes | 3600 | 24 | 53.8 | 2.9 | IR4045-VH-DVM-UC24-BC53.8-TP2.9
IR 4000 SERIES VH DVM | IR4045 VH DVM | Horizontal | 1800 / 3600 | 4000 | 4500 | Yes | 3600 | 24 | 53.8 | 3.2 | IR4045-VH-DVM-UC24-BC53.8-TP3.2
IR 4000 SERIES VH DVM | IR4045 VH DVM | Horizontal | 1800 / 3600 | 4000 | 4500 | Yes | 3600 | 24 | 55 | 2 | IR4045-VH-DVM-UC24-BC55-TP2
IR 4000 SERIES VH DVM | IR4045 VH DVM | Horizontal | 1800 / 3600 | 4000 | 4500 | Yes | 3600 | 24 | 55 | 2.3 | IR4045-VH-DVM-UC24-BC55-TP2.3
IR 4000 SERIES VH DVM | IR4045 VH DVM | Horizontal | 1800 / 3600 | 4000 | 4500 | Yes | 3600 | 24 | 55 | 2.6 | IR4045-VH-DVM-UC24-BC55-TP2.6
IR 4000 SERIES VH DVM | IR4045 VH DVM | Horizontal | 1800 / 3600 | 4000 | 4500 | Yes | 3600 | 24 | 55 | 2.9 | IR4045-VH-DVM-UC24-BC55-TP2.9
IR 4000 SERIES VH DVM | IR4045 VH DVM | Horizontal | 1800 / 3600 | 4000 | 4500 | Yes | 3600 | 24 | 55 | 3.2 | IR4045-VH-DVM-UC24-BC55-TP3.2
IR 4000 SERIES VH DVM | IR4045 VH DVM | Horizontal | 1800 / 3600 | 4000 | 4500 | Yes | 3600 | 36 | 50 | 2 | IR4045-VH-DVM-UC36-BC50-TP2
IR 4000 SERIES VH DVM | IR4045 VH DVM | Horizontal | 1800 / 3600 | 4000 | 4500 | Yes | 3600 | 36 | 50 | 2.3 | IR4045-VH-DVM-UC36-BC50-TP2.3
IR 4000 SERIES VH DVM | IR4045 VH DVM | Horizontal | 1800 / 3600 | 4000 | 4500 | Yes | 3600 | 36 | 50 | 2.6 | IR4045-VH-DVM-UC36-BC50-TP2.6
IR 4000 SERIES VH DVM | IR4045 VH DVM | Horizontal | 1800 / 3600 | 4000 | 4500 | Yes | 3600 | 36 | 50 | 2.9 | IR4045-VH-DVM-UC36-BC50-TP2.9
IR 4000 SERIES VH DVM | IR4045 VH DVM | Horizontal | 1800 / 3600 | 4000 | 4500 | Yes | 3600 | 36 | 50 | 3.2 | IR4045-VH-DVM-UC36-BC50-TP3.2
IR 4000 SERIES VH DVM | IR4045 VH DVM | Horizontal | 1800 / 3600 | 4000 | 4500 | Yes | 3600 | 36 | 51.2 | 2 | IR4045-VH-DVM-UC36-BC51.2-TP2
IR 4000 SERIES VH DVM | IR4045 VH DVM | Horizontal | 1800 / 3600 | 4000 | 4500 | Yes | 3600 | 36 | 51.2 | 2.3 | IR4045-VH-DVM-UC36-BC51.2-TP2.3
IR 4000 SERIES VH DVM | IR4045 VH DVM | Horizontal | 1800 / 3600 | 4000 | 4500 | Yes | 3600 | 36 | 51.2 | 2.6 | IR4045-VH-DVM-UC36-BC51.2-TP2.6
IR 4000 SERIES VH DVM | IR4045 VH DVM | Horizontal | 1800 / 3600 | 4000 | 4500 | Yes | 3600 | 36 | 51.2 | 2.9 | IR4045-VH-DVM-UC36-BC51.2-TP2.9
IR 4000 SERIES VH DVM | IR4045 VH DVM | Horizontal | 1800 / 3600 | 4000 | 4500 | Yes | 3600 | 36 | 51.2 | 3.2 | IR4045-VH-DVM-UC36-BC51.2-TP3.2
IR 4000 SERIES VH DVM | IR4045 VH DVM | Horizontal | 1800 / 3600 | 4000 | 4500 | Yes | 3600 | 36 | 52.5 | 2 | IR4045-VH-DVM-UC36-BC52.5-TP2
IR 4000 SERIES VH DVM | IR4045 VH DVM | Horizontal | 1800 / 3600 | 4000 | 4500 | Yes | 3600 | 36 | 52.5 | 2.3 | IR4045-VH-DVM-UC36-BC52.5-TP2.3
IR 4000 SERIES VH DVM | IR4045 VH DVM | Horizontal | 1800 / 3600 | 4000 | 4500 | Yes | 3600 | 36 | 52.5 | 2.6 | IR4045-VH-DVM-UC36-BC52.5-TP2.6
IR 4000 SERIES VH DVM | IR4045 VH DVM | Horizontal | 1800 / 3600 | 4000 | 4500 | Yes | 3600 | 36 | 52.5 | 2.9 | IR4045-VH-DVM-UC36-BC52.5-TP2.9
IR 4000 SERIES VH DVM | IR4045 VH DVM | Horizontal | 1800 / 3600 | 4000 | 4500 | Yes | 3600 | 36 | 52.5 | 3.2 | IR4045-VH-DVM-UC36-BC52.5-TP3.2
IR 4000 SERIES VH DVM | IR4045 VH DVM | Horizontal | 1800 / 3600 | 4000 | 4500 | Yes | 3600 | 36 | 53.8 | 2 | IR4045-VH-DVM-UC36-BC53.8-TP2
IR 4000 SERIES VH DVM | IR4045 VH DVM | Horizontal | 1800 / 3600 | 4000 | 4500 | Yes | 3600 | 36 | 53.8 | 2.3 | IR4045-VH-DVM-UC36-BC53.8-TP2.3
IR 4000 SERIES VH DVM | IR4045 VH DVM | Horizontal | 1800 / 3600 | 4000 | 4500 | Yes | 3600 | 36 | 53.8 | 2.6 | IR4045-VH-DVM-UC36-BC53.8-TP2.6
IR 4000 SERIES VH DVM | IR4045 VH DVM | Horizontal | 1800 / 3600 | 4000 | 4500 | Yes | 3600 | 36 | 53.8 | 2.9 | IR4045-VH-DVM-UC36-BC53.8-TP2.9
IR 4000 SERIES VH DVM | IR4045 VH DVM | Horizontal | 1800 / 3600 | 4000 | 4500 | Yes | 3600 | 36 | 53.8 | 3.2 | IR4045-VH-DVM-UC36-BC53.8-TP3.2
IR 4000 SERIES VH DVM | IR4045 VH DVM | Horizontal | 1800 / 3600 | 4000 | 4500 | Yes | 3600 | 36 | 55 | 2 | IR4045-VH-DVM-UC36-BC55-TP2
IR 4000 SERIES VH DVM | IR4045 VH DVM | Horizontal | 1800 / 3600 | 4000 | 4500 | Yes | 3600 | 36 | 55 | 2.3 | IR4045-VH-DVM-UC36-BC55-TP2.3
IR 4000 SERIES VH DVM | IR4045 VH DVM | Horizontal | 1800 / 3600 | 4000 | 4500 | Yes | 3600 | 36 | 55 | 2.6 | IR4045-VH-DVM-UC36-BC55-TP2.6
IR 4000 SERIES VH DVM | IR4045 VH DVM | Horizontal | 1800 / 3600 | 4000 | 4500 | Yes | 3600 | 36 | 55 | 2.9 | IR4045-VH-DVM-UC36-BC55-TP2.9
IR 4000 SERIES VH DVM | IR4045 VH DVM | Horizontal | 1800 / 3600 | 4000 | 4500 | Yes | 3600 | 36 | 55 | 3.2 | IR4045-VH-DVM-UC36-BC55-TP3.2
IR 4000 SERIES VH DVM | IR4045 VH DVM | Horizontal | 1800 / 3600 | 4000 | 4500 | Yes | 3600 | 48 | 50 | 2 | IR4045-VH-DVM-UC48-BC50-TP2
IR 4000 SERIES VH DVM | IR4045 VH DVM | Horizontal | 1800 / 3600 | 4000 | 4500 | Yes | 3600 | 48 | 50 | 2.3 | IR4045-VH-DVM-UC48-BC50-TP2.3
IR 4000 SERIES VH DVM | IR4045 VH DVM | Horizontal | 1800 / 3600 | 4000 | 4500 | Yes | 3600 | 48 | 50 | 2.6 | IR4045-VH-DVM-UC48-BC50-TP2.6
IR 4000 SERIES VH DVM | IR4045 VH DVM | Horizontal | 1800 / 3600 | 4000 | 4500 | Yes | 3600 | 48 | 50 | 2.9 | IR4045-VH-DVM-UC48-BC50-TP2.9
IR 4000 SERIES VH DVM | IR4045 VH DVM | Horizontal | 1800 / 3600 | 4000 | 4500 | Yes | 3600 | 48 | 50 | 3.2 | IR4045-VH-DVM-UC48-BC50-TP3.2
IR 4000 SERIES VH DVM | IR4045 VH DVM | Horizontal | 1800 / 3600 | 4000 | 4500 | Yes | 3600 | 48 | 51.2 | 2 | IR4045-VH-DVM-UC48-BC51.2-TP2
IR 4000 SERIES VH DVM | IR4045 VH DVM | Horizontal | 1800 / 3600 | 4000 | 4500 | Yes | 3600 | 48 | 51.2 | 2.3 | IR4045-VH-DVM-UC48-BC51.2-TP2.3
IR 4000 SERIES VH DVM | IR4045 VH DVM | Horizontal | 1800 / 3600 | 4000 | 4500 | Yes | 3600 | 48 | 51.2 | 2.6 | IR4045-VH-DVM-UC48-BC51.2-TP2.6
IR 4000 SERIES VH DVM | IR4045 VH DVM | Horizontal | 1800 / 3600 | 4000 | 4500 | Yes | 3600 | 48 | 51.2 | 2.9 | IR4045-VH-DVM-UC48-BC51.2-TP2.9
IR 4000 SERIES VH DVM | IR4045 VH DVM | Horizontal | 1800 / 3600 | 4000 | 4500 | Yes | 3600 | 48 | 51.2 | 3.2 | IR4045-VH-DVM-UC48-BC51.2-TP3.2
IR 4000 SERIES VH DVM | IR4045 VH DVM | Horizontal | 1800 / 3600 | 4000 | 4500 | Yes | 3600 | 48 | 52.5 | 2 | IR4045-VH-DVM-UC48-BC52.5-TP2
IR 4000 SERIES VH DVM | IR4045 VH DVM | Horizontal | 1800 / 3600 | 4000 | 4500 | Yes | 3600 | 48 | 52.5 | 2.3 | IR4045-VH-DVM-UC48-BC52.5-TP2.3
IR 4000 SERIES VH DVM | IR4045 VH DVM | Horizontal | 1800 / 3600 | 4000 | 4500 | Yes | 3600 | 48 | 52.5 | 2.6 | IR4045-VH-DVM-UC48-BC52.5-TP2.6
IR 4000 SERIES VH DVM | IR4045 VH DVM | Horizontal | 1800 / 3600 | 4000 | 4500 | Yes | 3600 | 48 | 52.5 | 2.9 | IR4045-VH-DVM-UC48-BC52.5-TP2.9
IR 4000 SERIES VH DVM | IR4045 VH DVM | Horizontal | 1800 / 3600 | 4000 | 4500 | Yes | 3600 | 48 | 52.5 | 3.2 | IR4045-VH-DVM-UC48-BC52.5-TP3.2
IR 4000 SERIES VH DVM | IR4045 VH DVM | Horizontal | 1800 / 3600 | 4000 | 4500 | Yes | 3600 | 48 | 53.8 | 2 | IR4045-VH-DVM-UC48-BC53.8-TP2
IR 4000 SERIES VH DVM | IR4045 VH DVM | Horizontal | 1800 / 3600 | 4000 | 4500 | Yes | 3600 | 48 | 53.8 | 2.3 | IR4045-VH-DVM-UC48-BC53.8-TP2.3
IR 4000 SERIES VH DVM | IR4045 VH DVM | Horizontal | 1800 / 3600 | 4000 | 4500 | Yes | 3600 | 48 | 53.8 | 2.6 | IR4045-VH-DVM-UC48-BC53.8-TP2.6
IR 4000 SERIES VH DVM | IR4045 VH DVM | Horizontal | 1800 / 3600 | 4000 | 4500 | Yes | 3600 | 48 | 53.8 | 2.9 | IR4045-VH-DVM-UC48-BC53.8-TP2.9
IR 4000 SERIES VH DVM | IR4045 VH DVM | Horizontal | 1800 / 3600 | 4000 | 4500 | Yes | 3600 | 48 | 53.8 | 3.2 | IR4045-VH-DVM-UC48-BC53.8-TP3.2
IR 4000 SERIES VH DVM | IR4045 VH DVM | Horizontal | 1800 / 3600 | 4000 | 4500 | Yes | 3600 | 48 | 55 | 2 | IR4045-VH-DVM-UC48-BC55-TP2
IR 4000 SERIES VH DVM | IR4045 VH DVM | Horizontal | 1800 / 3600 | 4000 | 4500 | Yes | 3600 | 48 | 55 | 2.3 | IR4045-VH-DVM-UC48-BC55-TP2.3
IR 4000 SERIES VH DVM | IR4045 VH DVM | Horizontal | 1800 / 3600 | 4000 | 4500 | Yes | 3600 | 48 | 55 | 2.6 | IR4045-VH-DVM-UC48-BC55-TP2.6
IR 4000 SERIES VH DVM | IR4045 VH DVM | Horizontal | 1800 / 3600 | 4000 | 4500 | Yes | 3600 | 48 | 55 | 2.9 | IR4045-VH-DVM-UC48-BC55-TP2.9
IR 4000 SERIES VH DVM | IR4045 VH DVM | Horizontal | 1800 / 3600 | 4000 | 4500 | Yes | 3600 | 48 | 55 | 3.2 | IR4045-VH-DVM-UC48-BC55-TP3.2
IR 4000 SERIES VH DVM | IR4045 VH DVM | Horizontal | 1800 / 3600 | 4000 | 4500 | Yes | 3600 | 72 | 50 | 2 | IR4045-VH-DVM-UC72-BC50-TP2
IR 4000 SERIES VH DVM | IR4045 VH DVM | Horizontal | 1800 / 3600 | 4000 | 4500 | Yes | 3600 | 72 | 50 | 2.3 | IR4045-VH-DVM-UC72-BC50-TP2.3
IR 4000 SERIES VH DVM | IR4045 VH DVM | Horizontal | 1800 / 3600 | 4000 | 4500 | Yes | 3600 | 72 | 50 | 2.6 | IR4045-VH-DVM-UC72-BC50-TP2.6
IR 4000 SERIES VH DVM | IR4045 VH DVM | Horizontal | 1800 / 3600 | 4000 | 4500 | Yes | 3600 | 72 | 50 | 2.9 | IR4045-VH-DVM-UC72-BC50-TP2.9
IR 4000 SERIES VH DVM | IR4045 VH DVM | Horizontal | 1800 / 3600 | 4000 | 4500 | Yes | 3600 | 72 | 50 | 3.2 | IR4045-VH-DVM-UC72-BC50-TP3.2
IR 4000 SERIES VH DVM | IR4045 VH DVM | Horizontal | 1800 / 3600 | 4000 | 4500 | Yes | 3600 | 72 | 51.2 | 2 | IR4045-VH-DVM-UC72-BC51.2-TP2
IR 4000 SERIES VH DVM | IR4045 VH DVM | Horizontal | 1800 / 3600 | 4000 | 4500 | Yes | 3600 | 72 | 51.2 | 2.3 | IR4045-VH-DVM-UC72-BC51.2-TP2.3
IR 4000 SERIES VH DVM | IR4045 VH DVM | Horizontal | 1800 / 3600 | 4000 | 4500 | Yes | 3600 | 72 | 51.2 | 2.6 | IR4045-VH-DVM-UC72-BC51.2-TP2.6
IR 4000 SERIES VH DVM | IR4045 VH DVM | Horizontal | 1800 / 3600 | 4000 | 4500 | Yes | 3600 | 72 | 51.2 | 2.9 | IR4045-VH-DVM-UC72-BC51.2-TP2.9
IR 4000 SERIES VH DVM | IR4045 VH DVM | Horizontal | 1800 / 3600 | 4000 | 4500 | Yes | 3600 | 72 | 51.2 | 3.2 | IR4045-VH-DVM-UC72-BC51.2-TP3.2
IR 4000 SERIES VH DVM | IR4045 VH DVM | Horizontal | 1800 / 3600 | 4000 | 4500 | Yes | 3600 | 72 | 52.5 | 2 | IR4045-VH-DVM-UC72-BC52.5-TP2
IR 4000 SERIES VH DVM | IR4045 VH DVM | Horizontal | 1800 / 3600 | 4000 | 4500 | Yes | 3600 | 72 | 52.5 | 2.3 | IR4045-VH-DVM-UC72-BC52.5-TP2.3
IR 4000 SERIES VH DVM | IR4045 VH DVM | Horizontal | 1800 / 3600 | 4000 | 4500 | Yes | 3600 | 72 | 52.5 | 2.6 | IR4045-VH-DVM-UC72-BC52.5-TP2.6
IR 4000 SERIES VH DVM | IR4045 VH DVM | Horizontal | 1800 / 3600 | 4000 | 4500 | Yes | 3600 | 72 | 52.5 | 2.9 | IR4045-VH-DVM-UC72-BC52.5-TP2.9
IR 4000 SERIES VH DVM | IR4045 VH DVM | Horizontal | 1800 / 3600 | 4000 | 4500 | Yes | 3600 | 72 | 52.5 | 3.2 | IR4045-VH-DVM-UC72-BC52.5-TP3.2
IR 4000 SERIES VH DVM | IR4045 VH DVM | Horizontal | 1800 / 3600 | 4000 | 4500 | Yes | 3600 | 72 | 53.8 | 2 | IR4045-VH-DVM-UC72-BC53.8-TP2
IR 4000 SERIES VH DVM | IR4045 VH DVM | Horizontal | 1800 / 3600 | 4000 | 4500 | Yes | 3600 | 72 | 53.8 | 2.3 | IR4045-VH-DVM-UC72-BC53.8-TP2.3
IR 4000 SERIES VH DVM | IR4045 VH DVM | Horizontal | 1800 / 3600 | 4000 | 4500 | Yes | 3600 | 72 | 53.8 | 2.6 | IR4045-VH-DVM-UC72-BC53.8-TP2.6
IR 4000 SERIES VH DVM | IR4045 VH DVM | Horizontal | 1800 / 3600 | 4000 | 4500 | Yes | 3600 | 72 | 53.8 | 2.9 | IR4045-VH-DVM-UC72-BC53.8-TP2.9
IR 4000 SERIES VH DVM | IR4045 VH DVM | Horizontal | 1800 / 3600 | 4000 | 4500 | Yes | 3600 | 72 | 53.8 | 3.2 | IR4045-VH-DVM-UC72-BC53.8-TP3.2
IR 4000 SERIES VH DVM | IR4045 VH DVM | Horizontal | 1800 / 3600 | 4000 | 4500 | Yes | 3600 | 72 | 55 | 2 | IR4045-VH-DVM-UC72-BC55-TP2
IR 4000 SERIES VH DVM | IR4045 VH DVM | Horizontal | 1800 / 3600 | 4000 | 4500 | Yes | 3600 | 72 | 55 | 2.3 | IR4045-VH-DVM-UC72-BC55-TP2.3
IR 4000 SERIES VH DVM | IR4045 VH DVM | Horizontal | 1800 / 3600 | 4000 | 4500 | Yes | 3600 | 72 | 55 | 2.6 | IR4045-VH-DVM-UC72-BC55-TP2.6
IR 4000 SERIES VH DVM | IR4045 VH DVM | Horizontal | 1800 / 3600 | 4000 | 4500 | Yes | 3600 | 72 | 55 | 2.9 | IR4045-VH-DVM-UC72-BC55-TP2.9
IR 4000 SERIES VH DVM | IR4045 VH DVM | Horizontal | 1800 / 3600 | 4000 | 4500 | Yes | 3600 | 72 | 55 | 3.2 | IR4045-VH-DVM-UC72-BC55-TP3.2
IR 4000 SERIES VH DVM | IR4045 VH DVM | Horizontal | 1800 / 3600 | 4000 | 4500 | Yes | 3600 | 110 | 50 | 2 | IR4045-VH-DVM-UC110-BC50-TP2
IR 4000 SERIES VH DVM | IR4045 VH DVM | Horizontal | 1800 / 3600 | 4000 | 4500 | Yes | 3600 | 110 | 50 | 2.3 | IR4045-VH-DVM-UC110-BC50-TP2.3
IR 4000 SERIES VH DVM | IR4045 VH DVM | Horizontal | 1800 / 3600 | 4000 | 4500 | Yes | 3600 | 110 | 50 | 2.6 | IR4045-VH-DVM-UC110-BC50-TP2.6
IR 4000 SERIES VH DVM | IR4045 VH DVM | Horizontal | 1800 / 3600 | 4000 | 4500 | Yes | 3600 | 110 | 50 | 2.9 | IR4045-VH-DVM-UC110-BC50-TP2.9
IR 4000 SERIES VH DVM | IR4045 VH DVM | Horizontal | 1800 / 3600 | 4000 | 4500 | Yes | 3600 | 110 | 50 | 3.2 | IR4045-VH-DVM-UC110-BC50-TP3.2
IR 4000 SERIES VH DVM | IR4045 VH DVM | Horizontal | 1800 / 3600 | 4000 | 4500 | Yes | 3600 | 110 | 51.2 | 2 | IR4045-VH-DVM-UC110-BC51.2-TP2
IR 4000 SERIES VH DVM | IR4045 VH DVM | Horizontal | 1800 / 3600 | 4000 | 4500 | Yes | 3600 | 110 | 51.2 | 2.3 | IR4045-VH-DVM-UC110-BC51.2-TP2.3
IR 4000 SERIES VH DVM | IR4045 VH DVM | Horizontal | 1800 / 3600 | 4000 | 4500 | Yes | 3600 | 110 | 51.2 | 2.6 | IR4045-VH-DVM-UC110-BC51.2-TP2.6
IR 4000 SERIES VH DVM | IR4045 VH DVM | Horizontal | 1800 / 3600 | 4000 | 4500 | Yes | 3600 | 110 | 51.2 | 2.9 | IR4045-VH-DVM-UC110-BC51.2-TP2.9
IR 4000 SERIES VH DVM | IR4045 VH DVM | Horizontal | 1800 / 3600 | 4000 | 4500 | Yes | 3600 | 110 | 51.2 | 3.2 | IR4045-VH-DVM-UC110-BC51.2-TP3.2
IR 4000 SERIES VH DVM | IR4045 VH DVM | Horizontal | 1800 / 3600 | 4000 | 4500 | Yes | 3600 | 110 | 52.5 | 2 | IR4045-VH-DVM-UC110-BC52.5-TP2
IR 4000 SERIES VH DVM | IR4045 VH DVM | Horizontal | 1800 / 3600 | 4000 | 4500 | Yes | 3600 | 110 | 52.5 | 2.3 | IR4045-VH-DVM-UC110-BC52.5-TP2.3
IR 4000 SERIES VH DVM | IR4045 VH DVM | Horizontal | 1800 / 3600 | 4000 | 4500 | Yes | 3600 | 110 | 52.5 | 2.6 | IR4045-VH-DVM-UC110-BC52.5-TP2.6
IR 4000 SERIES VH DVM | IR4045 VH DVM | Horizontal | 1800 / 3600 | 4000 | 4500 | Yes | 3600 | 110 | 52.5 | 2.9 | IR4045-VH-DVM-UC110-BC52.5-TP2.9
IR 4000 SERIES VH DVM | IR4045 VH DVM | Horizontal | 1800 / 3600 | 4000 | 4500 | Yes | 3600 | 110 | 52.5 | 3.2 | IR4045-VH-DVM-UC110-BC52.5-TP3.2
IR 4000 SERIES VH DVM | IR4045 VH DVM | Horizontal | 1800 / 3600 | 4000 | 4500 | Yes | 3600 | 110 | 53.8 | 2 | IR4045-VH-DVM-UC110-BC53.8-TP2
IR 4000 SERIES VH DVM | IR4045 VH DVM | Horizontal | 1800 / 3600 | 4000 | 4500 | Yes | 3600 | 110 | 53.8 | 2.3 | IR4045-VH-DVM-UC110-BC53.8-TP2.3
IR 4000 SERIES VH DVM | IR4045 VH DVM | Horizontal | 1800 / 3600 | 4000 | 4500 | Yes | 3600 | 110 | 53.8 | 2.6 | IR4045-VH-DVM-UC110-BC53.8-TP2.6
IR 4000 SERIES VH DVM | IR4045 VH DVM | Horizontal | 1800 / 3600 | 4000 | 4500 | Yes | 3600 | 110 | 53.8 | 2.9 | IR4045-VH-DVM-UC110-BC53.8-TP2.9
IR 4000 SERIES VH DVM | IR4045 VH DVM | Horizontal | 1800 / 3600 | 4000 | 4500 | Yes | 3600 | 110 | 53.8 | 3.2 | IR4045-VH-DVM-UC110-BC53.8-TP3.2
IR 4000 SERIES VH DVM | IR4045 VH DVM | Horizontal | 1800 / 3600 | 4000 | 4500 | Yes | 3600 | 110 | 55 | 2 | IR4045-VH-DVM-UC110-BC55-TP2
IR 4000 SERIES VH DVM | IR4045 VH DVM | Horizontal | 1800 / 3600 | 4000 | 4500 | Yes | 3600 | 110 | 55 | 2.3 | IR4045-VH-DVM-UC110-BC55-TP2.3
IR 4000 SERIES VH DVM | IR4045 VH DVM | Horizontal | 1800 / 3600 | 4000 | 4500 | Yes | 3600 | 110 | 55 | 2.6 | IR4045-VH-DVM-UC110-BC55-TP2.6
IR 4000 SERIES VH DVM | IR4045 VH DVM | Horizontal | 1800 / 3600 | 4000 | 4500 | Yes | 3600 | 110 | 55 | 2.9 | IR4045-VH-DVM-UC110-BC55-TP2.9
IR 4000 SERIES VH DVM | IR4045 VH DVM | Horizontal | 1800 / 3600 | 4000 | 4500 | Yes | 3600 | 110 | 55 | 3.2 | IR4045-VH-DVM-UC110-BC55-TP3.2
IR 4000 SERIES VV | IR4030 VV 18M | Vertical | 1800 | 2000 | 3000 | No | n/a | 24 | 35 | 0.9 | IR4030-VV-18M-UC24-BC35-TP0.9
IR 4000 SERIES VV | IR4030 VV 18M | Vertical | 1800 | 2000 | 3000 | No | n/a | 24 | 35 | 1.85 | IR4030-VV-18M-UC24-BC35-TP1.85
IR 4000 SERIES VV | IR4030 VV 18M | Vertical | 1800 | 2000 | 3000 | No | n/a | 24 | 35 | 2.8 | IR4030-VV-18M-UC24-BC35-TP2.8
IR 4000 SERIES VV | IR4030 VV 18M | Vertical | 1800 | 2000 | 3000 | No | n/a | 24 | 35 | 3.75 | IR4030-VV-18M-UC24-BC35-TP3.75
IR 4000 SERIES VV | IR4030 VV 18M | Vertical | 1800 | 2000 | 3000 | No | n/a | 24 | 35 | 4.7 | IR4030-VV-18M-UC24-BC35-TP4.7
IR 4000 SERIES VV | IR4030 VV 18M | Vertical | 1800 | 2000 | 3000 | No | n/a | 24 | 51.2 | 0.9 | IR4030-VV-18M-UC24-BC51.2-TP0.9
IR 4000 SERIES VV | IR4030 VV 18M | Vertical | 1800 | 2000 | 3000 | No | n/a | 24 | 51.2 | 1.85 | IR4030-VV-18M-UC24-BC51.2-TP1.85
IR 4000 SERIES VV | IR4030 VV 18M | Vertical | 1800 | 2000 | 3000 | No | n/a | 24 | 51.2 | 2.8 | IR4030-VV-18M-UC24-BC51.2-TP2.8
IR 4000 SERIES VV | IR4030 VV 18M | Vertical | 1800 | 2000 | 3000 | No | n/a | 24 | 51.2 | 3.75 | IR4030-VV-18M-UC24-BC51.2-TP3.75
IR 4000 SERIES VV | IR4030 VV 18M | Vertical | 1800 | 2000 | 3000 | No | n/a | 24 | 51.2 | 4.7 | IR4030-VV-18M-UC24-BC51.2-TP4.7
IR 4000 SERIES VV | IR4030 VV 18M | Vertical | 1800 | 2000 | 3000 | No | n/a | 24 | 67.5 | 0.9 | IR4030-VV-18M-UC24-BC67.5-TP0.9
IR 4000 SERIES VV | IR4030 VV 18M | Vertical | 1800 | 2000 | 3000 | No | n/a | 24 | 67.5 | 1.85 | IR4030-VV-18M-UC24-BC67.5-TP1.85
IR 4000 SERIES VV | IR4030 VV 18M | Vertical | 1800 | 2000 | 3000 | No | n/a | 24 | 67.5 | 2.8 | IR4030-VV-18M-UC24-BC67.5-TP2.8
IR 4000 SERIES VV | IR4030 VV 18M | Vertical | 1800 | 2000 | 3000 | No | n/a | 24 | 67.5 | 3.75 | IR4030-VV-18M-UC24-BC67.5-TP3.75
IR 4000 SERIES VV | IR4030 VV 18M | Vertical | 1800 | 2000 | 3000 | No | n/a | 24 | 67.5 | 4.7 | IR4030-VV-18M-UC24-BC67.5-TP4.7
IR 4000 SERIES VV | IR4030 VV 18M | Vertical | 1800 | 2000 | 3000 | No | n/a | 24 | 83.8 | 0.9 | IR4030-VV-18M-UC24-BC83.8-TP0.9
IR 4000 SERIES VV | IR4030 VV 18M | Vertical | 1800 | 2000 | 3000 | No | n/a | 24 | 83.8 | 1.85 | IR4030-VV-18M-UC24-BC83.8-TP1.85
IR 4000 SERIES VV | IR4030 VV 18M | Vertical | 1800 | 2000 | 3000 | No | n/a | 24 | 83.8 | 2.8 | IR4030-VV-18M-UC24-BC83.8-TP2.8
IR 4000 SERIES VV | IR4030 VV 18M | Vertical | 1800 | 2000 | 3000 | No | n/a | 24 | 83.8 | 3.75 | IR4030-VV-18M-UC24-BC83.8-TP3.75
IR 4000 SERIES VV | IR4030 VV 18M | Vertical | 1800 | 2000 | 3000 | No | n/a | 24 | 83.8 | 4.7 | IR4030-VV-18M-UC24-BC83.8-TP4.7
IR 4000 SERIES VV | IR4030 VV 18M | Vertical | 1800 | 2000 | 3000 | No | n/a | 24 | 100 | 0.9 | IR4030-VV-18M-UC24-BC100-TP0.9
IR 4000 SERIES VV | IR4030 VV 18M | Vertical | 1800 | 2000 | 3000 | No | n/a | 24 | 100 | 1.85 | IR4030-VV-18M-UC24-BC100-TP1.85
IR 4000 SERIES VV | IR4030 VV 18M | Vertical | 1800 | 2000 | 3000 | No | n/a | 24 | 100 | 2.8 | IR4030-VV-18M-UC24-BC100-TP2.8
IR 4000 SERIES VV | IR4030 VV 18M | Vertical | 1800 | 2000 | 3000 | No | n/a | 24 | 100 | 3.75 | IR4030-VV-18M-UC24-BC100-TP3.75
IR 4000 SERIES VV | IR4030 VV 18M | Vertical | 1800 | 2000 | 3000 | No | n/a | 24 | 100 | 4.7 | IR4030-VV-18M-UC24-BC100-TP4.7
IR 4000 SERIES VV | IR4030 VV 18M | Vertical | 1800 | 2000 | 3000 | No | n/a | 36 | 35 | 0.9 | IR4030-VV-18M-UC36-BC35-TP0.9
IR 4000 SERIES VV | IR4030 VV 18M | Vertical | 1800 | 2000 | 3000 | No | n/a | 36 | 35 | 1.85 | IR4030-VV-18M-UC36-BC35-TP1.85
IR 4000 SERIES VV | IR4030 VV 18M | Vertical | 1800 | 2000 | 3000 | No | n/a | 36 | 35 | 2.8 | IR4030-VV-18M-UC36-BC35-TP2.8
IR 4000 SERIES VV | IR4030 VV 18M | Vertical | 1800 | 2000 | 3000 | No | n/a | 36 | 35 | 3.75 | IR4030-VV-18M-UC36-BC35-TP3.75
IR 4000 SERIES VV | IR4030 VV 18M | Vertical | 1800 | 2000 | 3000 | No | n/a | 36 | 35 | 4.7 | IR4030-VV-18M-UC36-BC35-TP4.7
IR 4000 SERIES VV | IR4030 VV 18M | Vertical | 1800 | 2000 | 3000 | No | n/a | 36 | 51.2 | 0.9 | IR4030-VV-18M-UC36-BC51.2-TP0.9
IR 4000 SERIES VV | IR4030 VV 18M | Vertical | 1800 | 2000 | 3000 | No | n/a | 36 | 51.2 | 1.85 | IR4030-VV-18M-UC36-BC51.2-TP1.85
IR 4000 SERIES VV | IR4030 VV 18M | Vertical | 1800 | 2000 | 3000 | No | n/a | 36 | 51.2 | 2.8 | IR4030-VV-18M-UC36-BC51.2-TP2.8
IR 4000 SERIES VV | IR4030 VV 18M | Vertical | 1800 | 2000 | 3000 | No | n/a | 36 | 51.2 | 3.75 | IR4030-VV-18M-UC36-BC51.2-TP3.75
IR 4000 SERIES VV | IR4030 VV 18M | Vertical | 1800 | 2000 | 3000 | No | n/a | 36 | 51.2 | 4.7 | IR4030-VV-18M-UC36-BC51.2-TP4.7
IR 4000 SERIES VV | IR4030 VV 18M | Vertical | 1800 | 2000 | 3000 | No | n/a | 36 | 67.5 | 0.9 | IR4030-VV-18M-UC36-BC67.5-TP0.9
IR 4000 SERIES VV | IR4030 VV 18M | Vertical | 1800 | 2000 | 3000 | No | n/a | 36 | 67.5 | 1.85 | IR4030-VV-18M-UC36-BC67.5-TP1.85
IR 4000 SERIES VV | IR4030 VV 18M | Vertical | 1800 | 2000 | 3000 | No | n/a | 36 | 67.5 | 2.8 | IR4030-VV-18M-UC36-BC67.5-TP2.8
IR 4000 SERIES VV | IR4030 VV 18M | Vertical | 1800 | 2000 | 3000 | No | n/a | 36 | 67.5 | 3.75 | IR4030-VV-18M-UC36-BC67.5-TP3.75
IR 4000 SERIES VV | IR4030 VV 18M | Vertical | 1800 | 2000 | 3000 | No | n/a | 36 | 67.5 | 4.7 | IR4030-VV-18M-UC36-BC67.5-TP4.7
IR 4000 SERIES VV | IR4030 VV 18M | Vertical | 1800 | 2000 | 3000 | No | n/a | 36 | 83.8 | 0.9 | IR4030-VV-18M-UC36-BC83.8-TP0.9
IR 4000 SERIES VV | IR4030 VV 18M | Vertical | 1800 | 2000 | 3000 | No | n/a | 36 | 83.8 | 1.85 | IR4030-VV-18M-UC36-BC83.8-TP1.85
IR 4000 SERIES VV | IR4030 VV 18M | Vertical | 1800 | 2000 | 3000 | No | n/a | 36 | 83.8 | 2.8 | IR4030-VV-18M-UC36-BC83.8-TP2.8
IR 4000 SERIES VV | IR4030 VV 18M | Vertical | 1800 | 2000 | 3000 | No | n/a | 36 | 83.8 | 3.75 | IR4030-VV-18M-UC36-BC83.8-TP3.75
IR 4000 SERIES VV | IR4030 VV 18M | Vertical | 1800 | 2000 | 3000 | No | n/a | 36 | 83.8 | 4.7 | IR4030-VV-18M-UC36-BC83.8-TP4.7
IR 4000 SERIES VV | IR4030 VV 18M | Vertical | 1800 | 2000 | 3000 | No | n/a | 36 | 100 | 0.9 | IR4030-VV-18M-UC36-BC100-TP0.9
IR 4000 SERIES VV | IR4030 VV 18M | Vertical | 1800 | 2000 | 3000 | No | n/a | 36 | 100 | 1.85 | IR4030-VV-18M-UC36-BC100-TP1.85
IR 4000 SERIES VV | IR4030 VV 18M | Vertical | 1800 | 2000 | 3000 | No | n/a | 36 | 100 | 2.8 | IR4030-VV-18M-UC36-BC100-TP2.8
IR 4000 SERIES VV | IR4030 VV 18M | Vertical | 1800 | 2000 | 3000 | No | n/a | 36 | 100 | 3.75 | IR4030-VV-18M-UC36-BC100-TP3.75
IR 4000 SERIES VV | IR4030 VV 18M | Vertical | 1800 | 2000 | 3000 | No | n/a | 36 | 100 | 4.7 | IR4030-VV-18M-UC36-BC100-TP4.7
IR 4000 SERIES VV | IR4030 VV 18M | Vertical | 1800 | 2000 | 3000 | No | n/a | 48 | 35 | 0.9 | IR4030-VV-18M-UC48-BC35-TP0.9
IR 4000 SERIES VV | IR4030 VV 18M | Vertical | 1800 | 2000 | 3000 | No | n/a | 48 | 35 | 1.85 | IR4030-VV-18M-UC48-BC35-TP1.85
IR 4000 SERIES VV | IR4030 VV 18M | Vertical | 1800 | 2000 | 3000 | No | n/a | 48 | 35 | 2.8 | IR4030-VV-18M-UC48-BC35-TP2.8
IR 4000 SERIES VV | IR4030 VV 18M | Vertical | 1800 | 2000 | 3000 | No | n/a | 48 | 35 | 3.75 | IR4030-VV-18M-UC48-BC35-TP3.75
IR 4000 SERIES VV | IR4030 VV 18M | Vertical | 1800 | 2000 | 3000 | No | n/a | 48 | 35 | 4.7 | IR4030-VV-18M-UC48-BC35-TP4.7
IR 4000 SERIES VV | IR4030 VV 18M | Vertical | 1800 | 2000 | 3000 | No | n/a | 48 | 51.2 | 0.9 | IR4030-VV-18M-UC48-BC51.2-TP0.9
IR 4000 SERIES VV | IR4030 VV 18M | Vertical | 1800 | 2000 | 3000 | No | n/a | 48 | 51.2 | 1.85 | IR4030-VV-18M-UC48-BC51.2-TP1.85
IR 4000 SERIES VV | IR4030 VV 18M | Vertical | 1800 | 2000 | 3000 | No | n/a | 48 | 51.2 | 2.8 | IR4030-VV-18M-UC48-BC51.2-TP2.8
IR 4000 SERIES VV | IR4030 VV 18M | Vertical | 1800 | 2000 | 3000 | No | n/a | 48 | 51.2 | 3.75 | IR4030-VV-18M-UC48-BC51.2-TP3.75
IR 4000 SERIES VV | IR4030 VV 18M | Vertical | 1800 | 2000 | 3000 | No | n/a | 48 | 51.2 | 4.7 | IR4030-VV-18M-UC48-BC51.2-TP4.7
IR 4000 SERIES VV | IR4030 VV 18M | Vertical | 1800 | 2000 | 3000 | No | n/a | 48 | 67.5 | 0.9 | IR4030-VV-18M-UC48-BC67.5-TP0.9
IR 4000 SERIES VV | IR4030 VV 18M | Vertical | 1800 | 2000 | 3000 | No | n/a | 48 | 67.5 | 1.85 | IR4030-VV-18M-UC48-BC67.5-TP1.85
IR 4000 SERIES VV | IR4030 VV 18M | Vertical | 1800 | 2000 | 3000 | No | n/a | 48 | 67.5 | 2.8 | IR4030-VV-18M-UC48-BC67.5-TP2.8
IR 4000 SERIES VV | IR4030 VV 18M | Vertical | 1800 | 2000 | 3000 | No | n/a | 48 | 67.5 | 3.75 | IR4030-VV-18M-UC48-BC67.5-TP3.75
IR 4000 SERIES VV | IR4030 VV 18M | Vertical | 1800 | 2000 | 3000 | No | n/a | 48 | 67.5 | 4.7 | IR4030-VV-18M-UC48-BC67.5-TP4.7
IR 4000 SERIES VV | IR4030 VV 18M | Vertical | 1800 | 2000 | 3000 | No | n/a | 48 | 83.8 | 0.9 | IR4030-VV-18M-UC48-BC83.8-TP0.9
IR 4000 SERIES VV | IR4030 VV 18M | Vertical | 1800 | 2000 | 3000 | No | n/a | 48 | 83.8 | 1.85 | IR4030-VV-18M-UC48-BC83.8-TP1.85
IR 4000 SERIES VV | IR4030 VV 18M | Vertical | 1800 | 2000 | 3000 | No | n/a | 48 | 83.8 | 2.8 | IR4030-VV-18M-UC48-BC83.8-TP2.8
IR 4000 SERIES VV | IR4030 VV 18M | Vertical | 1800 | 2000 | 3000 | No | n/a | 48 | 83.8 | 3.75 | IR4030-VV-18M-UC48-BC83.8-TP3.75
IR 4000 SERIES VV | IR4030 VV 18M | Vertical | 1800 | 2000 | 3000 | No | n/a | 48 | 83.8 | 4.7 | IR4030-VV-18M-UC48-BC83.8-TP4.7
IR 4000 SERIES VV | IR4030 VV 18M | Vertical | 1800 | 2000 | 3000 | No | n/a | 48 | 100 | 0.9 | IR4030-VV-18M-UC48-BC100-TP0.9
IR 4000 SERIES VV | IR4030 VV 18M | Vertical | 1800 | 2000 | 3000 | No | n/a | 48 | 100 | 1.85 | IR4030-VV-18M-UC48-BC100-TP1.85
IR 4000 SERIES VV | IR4030 VV 18M | Vertical | 1800 | 2000 | 3000 | No | n/a | 48 | 100 | 2.8 | IR4030-VV-18M-UC48-BC100-TP2.8
IR 4000 SERIES VV | IR4030 VV 18M | Vertical | 1800 | 2000 | 3000 | No | n/a | 48 | 100 | 3.75 | IR4030-VV-18M-UC48-BC100-TP3.75
IR 4000 SERIES VV | IR4030 VV 18M | Vertical | 1800 | 2000 | 3000 | No | n/a | 48 | 100 | 4.7 | IR4030-VV-18M-UC48-BC100-TP4.7
IR 4000 SERIES VV | IR4030 VV 18M | Vertical | 1800 | 2000 | 3000 | No | n/a | 72 | 35 | 0.9 | IR4030-VV-18M-UC72-BC35-TP0.9
IR 4000 SERIES VV | IR4030 VV 18M | Vertical | 1800 | 2000 | 3000 | No | n/a | 72 | 35 | 1.85 | IR4030-VV-18M-UC72-BC35-TP1.85
IR 4000 SERIES VV | IR4030 VV 18M | Vertical | 1800 | 2000 | 3000 | No | n/a | 72 | 35 | 2.8 | IR4030-VV-18M-UC72-BC35-TP2.8
IR 4000 SERIES VV | IR4030 VV 18M | Vertical | 1800 | 2000 | 3000 | No | n/a | 72 | 35 | 3.75 | IR4030-VV-18M-UC72-BC35-TP3.75
IR 4000 SERIES VV | IR4030 VV 18M | Vertical | 1800 | 2000 | 3000 | No | n/a | 72 | 35 | 4.7 | IR4030-VV-18M-UC72-BC35-TP4.7
IR 4000 SERIES VV | IR4030 VV 18M | Vertical | 1800 | 2000 | 3000 | No | n/a | 72 | 51.2 | 0.9 | IR4030-VV-18M-UC72-BC51.2-TP0.9
IR 4000 SERIES VV | IR4030 VV 18M | Vertical | 1800 | 2000 | 3000 | No | n/a | 72 | 51.2 | 1.85 | IR4030-VV-18M-UC72-BC51.2-TP1.85
IR 4000 SERIES VV | IR4030 VV 18M | Vertical | 1800 | 2000 | 3000 | No | n/a | 72 | 51.2 | 2.8 | IR4030-VV-18M-UC72-BC51.2-TP2.8
IR 4000 SERIES VV | IR4030 VV 18M | Vertical | 1800 | 2000 | 3000 | No | n/a | 72 | 51.2 | 3.75 | IR4030-VV-18M-UC72-BC51.2-TP3.75
IR 4000 SERIES VV | IR4030 VV 18M | Vertical | 1800 | 2000 | 3000 | No | n/a | 72 | 51.2 | 4.7 | IR4030-VV-18M-UC72-BC51.2-TP4.7
IR 4000 SERIES VV | IR4030 VV 18M | Vertical | 1800 | 2000 | 3000 | No | n/a | 72 | 67.5 | 0.9 | IR4030-VV-18M-UC72-BC67.5-TP0.9
IR 4000 SERIES VV | IR4030 VV 18M | Vertical | 1800 | 2000 | 3000 | No | n/a | 72 | 67.5 | 1.85 | IR4030-VV-18M-UC72-BC67.5-TP1.85
IR 4000 SERIES VV | IR4030 VV 18M | Vertical | 1800 | 2000 | 3000 | No | n/a | 72 | 67.5 | 2.8 | IR4030-VV-18M-UC72-BC67.5-TP2.8
IR 4000 SERIES VV | IR4030 VV 18M | Vertical | 1800 | 2000 | 3000 | No | n/a | 72 | 67.5 | 3.75 | IR4030-VV-18M-UC72-BC67.5-TP3.75
IR 4000 SERIES VV | IR4030 VV 18M | Vertical | 1800 | 2000 | 3000 | No | n/a | 72 | 67.5 | 4.7 | IR4030-VV-18M-UC72-BC67.5-TP4.7
IR 4000 SERIES VV | IR4030 VV 18M | Vertical | 1800 | 2000 | 3000 | No | n/a | 72 | 83.8 | 0.9 | IR4030-VV-18M-UC72-BC83.8-TP0.9
IR 4000 SERIES VV | IR4030 VV 18M | Vertical | 1800 | 2000 | 3000 | No | n/a | 72 | 83.8 | 1.85 | IR4030-VV-18M-UC72-BC83.8-TP1.85
IR 4000 SERIES VV | IR4030 VV 18M | Vertical | 1800 | 2000 | 3000 | No | n/a | 72 | 83.8 | 2.8 | IR4030-VV-18M-UC72-BC83.8-TP2.8
IR 4000 SERIES VV | IR4030 VV 18M | Vertical | 1800 | 2000 | 3000 | No | n/a | 72 | 83.8 | 3.75 | IR4030-VV-18M-UC72-BC83.8-TP3.75
IR 4000 SERIES VV | IR4030 VV 18M | Vertical | 1800 | 2000 | 3000 | No | n/a | 72 | 83.8 | 4.7 | IR4030-VV-18M-UC72-BC83.8-TP4.7
IR 4000 SERIES VV | IR4030 VV 18M | Vertical | 1800 | 2000 | 3000 | No | n/a | 72 | 100 | 0.9 | IR4030-VV-18M-UC72-BC100-TP0.9
IR 4000 SERIES VV | IR4030 VV 18M | Vertical | 1800 | 2000 | 3000 | No | n/a | 72 | 100 | 1.85 | IR4030-VV-18M-UC72-BC100-TP1.85
IR 4000 SERIES VV | IR4030 VV 18M | Vertical | 1800 | 2000 | 3000 | No | n/a | 72 | 100 | 2.8 | IR4030-VV-18M-UC72-BC100-TP2.8
IR 4000 SERIES VV | IR4030 VV 18M | Vertical | 1800 | 2000 | 3000 | No | n/a | 72 | 100 | 3.75 | IR4030-VV-18M-UC72-BC100-TP3.75
IR 4000 SERIES VV | IR4030 VV 18M | Vertical | 1800 | 2000 | 3000 | No | n/a | 72 | 100 | 4.7 | IR4030-VV-18M-UC72-BC100-TP4.7
IR 4000 SERIES VV | IR4030 VV 18M | Vertical | 1800 | 2000 | 3000 | No | n/a | 110 | 35 | 0.9 | IR4030-VV-18M-UC110-BC35-TP0.9
IR 4000 SERIES VV | IR4030 VV 18M | Vertical | 1800 | 2000 | 3000 | No | n/a | 110 | 35 | 1.85 | IR4030-VV-18M-UC110-BC35-TP1.85
IR 4000 SERIES VV | IR4030 VV 18M | Vertical | 1800 | 2000 | 3000 | No | n/a | 110 | 35 | 2.8 | IR4030-VV-18M-UC110-BC35-TP2.8
IR 4000 SERIES VV | IR4030 VV 18M | Vertical | 1800 | 2000 | 3000 | No | n/a | 110 | 35 | 3.75 | IR4030-VV-18M-UC110-BC35-TP3.75
IR 4000 SERIES VV | IR4030 VV 18M | Vertical | 1800 | 2000 | 3000 | No | n/a | 110 | 35 | 4.7 | IR4030-VV-18M-UC110-BC35-TP4.7
IR 4000 SERIES VV | IR4030 VV 18M | Vertical | 1800 | 2000 | 3000 | No | n/a | 110 | 51.2 | 0.9 | IR4030-VV-18M-UC110-BC51.2-TP0.9
IR 4000 SERIES VV | IR4030 VV 18M | Vertical | 1800 | 2000 | 3000 | No | n/a | 110 | 51.2 | 1.85 | IR4030-VV-18M-UC110-BC51.2-TP1.85
IR 4000 SERIES VV | IR4030 VV 18M | Vertical | 1800 | 2000 | 3000 | No | n/a | 110 | 51.2 | 2.8 | IR4030-VV-18M-UC110-BC51.2-TP2.8
IR 4000 SERIES VV | IR4030 VV 18M | Vertical | 1800 | 2000 | 3000 | No | n/a | 110 | 51.2 | 3.75 | IR4030-VV-18M-UC110-BC51.2-TP3.75
IR 4000 SERIES VV | IR4030 VV 18M | Vertical | 1800 | 2000 | 3000 | No | n/a | 110 | 51.2 | 4.7 | IR4030-VV-18M-UC110-BC51.2-TP4.7
IR 4000 SERIES VV | IR4030 VV 18M | Vertical | 1800 | 2000 | 3000 | No | n/a | 110 | 67.5 | 0.9 | IR4030-VV-18M-UC110-BC67.5-TP0.9
IR 4000 SERIES VV | IR4030 VV 18M | Vertical | 1800 | 2000 | 3000 | No | n/a | 110 | 67.5 | 1.85 | IR4030-VV-18M-UC110-BC67.5-TP1.85
IR 4000 SERIES VV | IR4030 VV 18M | Vertical | 1800 | 2000 | 3000 | No | n/a | 110 | 67.5 | 2.8 | IR4030-VV-18M-UC110-BC67.5-TP2.8
IR 4000 SERIES VV | IR4030 VV 18M | Vertical | 1800 | 2000 | 3000 | No | n/a | 110 | 67.5 | 3.75 | IR4030-VV-18M-UC110-BC67.5-TP3.75
IR 4000 SERIES VV | IR4030 VV 18M | Vertical | 1800 | 2000 | 3000 | No | n/a | 110 | 67.5 | 4.7 | IR4030-VV-18M-UC110-BC67.5-TP4.7
IR 4000 SERIES VV | IR4030 VV 18M | Vertical | 1800 | 2000 | 3000 | No | n/a | 110 | 83.8 | 0.9 | IR4030-VV-18M-UC110-BC83.8-TP0.9
IR 4000 SERIES VV | IR4030 VV 18M | Vertical | 1800 | 2000 | 3000 | No | n/a | 110 | 83.8 | 1.85 | IR4030-VV-18M-UC110-BC83.8-TP1.85
IR 4000 SERIES VV | IR4030 VV 18M | Vertical | 1800 | 2000 | 3000 | No | n/a | 110 | 83.8 | 2.8 | IR4030-VV-18M-UC110-BC83.8-TP2.8
IR 4000 SERIES VV | IR4030 VV 18M | Vertical | 1800 | 2000 | 3000 | No | n/a | 110 | 83.8 | 3.75 | IR4030-VV-18M-UC110-BC83.8-TP3.75
IR 4000 SERIES VV | IR4030 VV 18M | Vertical | 1800 | 2000 | 3000 | No | n/a | 110 | 83.8 | 4.7 | IR4030-VV-18M-UC110-BC83.8-TP4.7
IR 4000 SERIES VV | IR4030 VV 18M | Vertical | 1800 | 2000 | 3000 | No | n/a | 110 | 100 | 0.9 | IR4030-VV-18M-UC110-BC100-TP0.9
IR 4000 SERIES VV | IR4030 VV 18M | Vertical | 1800 | 2000 | 3000 | No | n/a | 110 | 100 | 1.85 | IR4030-VV-18M-UC110-BC100-TP1.85
IR 4000 SERIES VV | IR4030 VV 18M | Vertical | 1800 | 2000 | 3000 | No | n/a | 110 | 100 | 2.8 | IR4030-VV-18M-UC110-BC100-TP2.8
IR 4000 SERIES VV | IR4030 VV 18M | Vertical | 1800 | 2000 | 3000 | No | n/a | 110 | 100 | 3.75 | IR4030-VV-18M-UC110-BC100-TP3.75
IR 4000 SERIES VV | IR4030 VV 18M | Vertical | 1800 | 2000 | 3000 | No | n/a | 110 | 100 | 4.7 | IR4030-VV-18M-UC110-BC100-TP4.7
IR 4000 SERIES VV | IR4045 VV 18M | Vertical | 1800 | 2000 | 4500 | No | n/a | 24 | 35 | 0.9 | IR4045-VV-18M-UC24-BC35-TP0.9
IR 4000 SERIES VV | IR4045 VV 18M | Vertical | 1800 | 2000 | 4500 | No | n/a | 24 | 35 | 1.85 | IR4045-VV-18M-UC24-BC35-TP1.85
IR 4000 SERIES VV | IR4045 VV 18M | Vertical | 1800 | 2000 | 4500 | No | n/a | 24 | 35 | 2.8 | IR4045-VV-18M-UC24-BC35-TP2.8
IR 4000 SERIES VV | IR4045 VV 18M | Vertical | 1800 | 2000 | 4500 | No | n/a | 24 | 35 | 3.75 | IR4045-VV-18M-UC24-BC35-TP3.75
IR 4000 SERIES VV | IR4045 VV 18M | Vertical | 1800 | 2000 | 4500 | No | n/a | 24 | 35 | 4.7 | IR4045-VV-18M-UC24-BC35-TP4.7
IR 4000 SERIES VV | IR4045 VV 18M | Vertical | 1800 | 2000 | 4500 | No | n/a | 24 | 51.2 | 0.9 | IR4045-VV-18M-UC24-BC51.2-TP0.9
IR 4000 SERIES VV | IR4045 VV 18M | Vertical | 1800 | 2000 | 4500 | No | n/a | 24 | 51.2 | 1.85 | IR4045-VV-18M-UC24-BC51.2-TP1.85
IR 4000 SERIES VV | IR4045 VV 18M | Vertical | 1800 | 2000 | 4500 | No | n/a | 24 | 51.2 | 2.8 | IR4045-VV-18M-UC24-BC51.2-TP2.8
IR 4000 SERIES VV | IR4045 VV 18M | Vertical | 1800 | 2000 | 4500 | No | n/a | 24 | 51.2 | 3.75 | IR4045-VV-18M-UC24-BC51.2-TP3.75
IR 4000 SERIES VV | IR4045 VV 18M | Vertical | 1800 | 2000 | 4500 | No | n/a | 24 | 51.2 | 4.7 | IR4045-VV-18M-UC24-BC51.2-TP4.7
IR 4000 SERIES VV | IR4045 VV 18M | Vertical | 1800 | 2000 | 4500 | No | n/a | 24 | 67.5 | 0.9 | IR4045-VV-18M-UC24-BC67.5-TP0.9
IR 4000 SERIES VV | IR4045 VV 18M | Vertical | 1800 | 2000 | 4500 | No | n/a | 24 | 67.5 | 1.85 | IR4045-VV-18M-UC24-BC67.5-TP1.85
IR 4000 SERIES VV | IR4045 VV 18M | Vertical | 1800 | 2000 | 4500 | No | n/a | 24 | 67.5 | 2.8 | IR4045-VV-18M-UC24-BC67.5-TP2.8
IR 4000 SERIES VV | IR4045 VV 18M | Vertical | 1800 | 2000 | 4500 | No | n/a | 24 | 67.5 | 3.75 | IR4045-VV-18M-UC24-BC67.5-TP3.75
IR 4000 SERIES VV | IR4045 VV 18M | Vertical | 1800 | 2000 | 4500 | No | n/a | 24 | 67.5 | 4.7 | IR4045-VV-18M-UC24-BC67.5-TP4.7
IR 4000 SERIES VV | IR4045 VV 18M | Vertical | 1800 | 2000 | 4500 | No | n/a | 24 | 83.8 | 0.9 | IR4045-VV-18M-UC24-BC83.8-TP0.9
IR 4000 SERIES VV | IR4045 VV 18M | Vertical | 1800 | 2000 | 4500 | No | n/a | 24 | 83.8 | 1.85 | IR4045-VV-18M-UC24-BC83.8-TP1.85
IR 4000 SERIES VV | IR4045 VV 18M | Vertical | 1800 | 2000 | 4500 | No | n/a | 24 | 83.8 | 2.8 | IR4045-VV-18M-UC24-BC83.8-TP2.8
IR 4000 SERIES VV | IR4045 VV 18M | Vertical | 1800 | 2000 | 4500 | No | n/a | 24 | 83.8 | 3.75 | IR4045-VV-18M-UC24-BC83.8-TP3.75
IR 4000 SERIES VV | IR4045 VV 18M | Vertical | 1800 | 2000 | 4500 | No | n/a | 24 | 83.8 | 4.7 | IR4045-VV-18M-UC24-BC83.8-TP4.7
IR 4000 SERIES VV | IR4045 VV 18M | Vertical | 1800 | 2000 | 4500 | No | n/a | 24 | 100 | 0.9 | IR4045-VV-18M-UC24-BC100-TP0.9
IR 4000 SERIES VV | IR4045 VV 18M | Vertical | 1800 | 2000 | 4500 | No | n/a | 24 | 100 | 1.85 | IR4045-VV-18M-UC24-BC100-TP1.85
IR 4000 SERIES VV | IR4045 VV 18M | Vertical | 1800 | 2000 | 4500 | No | n/a | 24 | 100 | 2.8 | IR4045-VV-18M-UC24-BC100-TP2.8
IR 4000 SERIES VV | IR4045 VV 18M | Vertical | 1800 | 2000 | 4500 | No | n/a | 24 | 100 | 3.75 | IR4045-VV-18M-UC24-BC100-TP3.75
IR 4000 SERIES VV | IR4045 VV 18M | Vertical | 1800 | 2000 | 4500 | No | n/a | 24 | 100 | 4.7 | IR4045-VV-18M-UC24-BC100-TP4.7
IR 4000 SERIES VV | IR4045 VV 18M | Vertical | 1800 | 2000 | 4500 | No | n/a | 36 | 35 | 0.9 | IR4045-VV-18M-UC36-BC35-TP0.9
IR 4000 SERIES VV | IR4045 VV 18M | Vertical | 1800 | 2000 | 4500 | No | n/a | 36 | 35 | 1.85 | IR4045-VV-18M-UC36-BC35-TP1.85
IR 4000 SERIES VV | IR4045 VV 18M | Vertical | 1800 | 2000 | 4500 | No | n/a | 36 | 35 | 2.8 | IR4045-VV-18M-UC36-BC35-TP2.8
IR 4000 SERIES VV | IR4045 VV 18M | Vertical | 1800 | 2000 | 4500 | No | n/a | 36 | 35 | 3.75 | IR4045-VV-18M-UC36-BC35-TP3.75
IR 4000 SERIES VV | IR4045 VV 18M | Vertical | 1800 | 2000 | 4500 | No | n/a | 36 | 35 | 4.7 | IR4045-VV-18M-UC36-BC35-TP4.7
IR 4000 SERIES VV | IR4045 VV 18M | Vertical | 1800 | 2000 | 4500 | No | n/a | 36 | 51.2 | 0.9 | IR4045-VV-18M-UC36-BC51.2-TP0.9
IR 4000 SERIES VV | IR4045 VV 18M | Vertical | 1800 | 2000 | 4500 | No | n/a | 36 | 51.2 | 1.85 | IR4045-VV-18M-UC36-BC51.2-TP1.85
IR 4000 SERIES VV | IR4045 VV 18M | Vertical | 1800 | 2000 | 4500 | No | n/a | 36 | 51.2 | 2.8 | IR4045-VV-18M-UC36-BC51.2-TP2.8
IR 4000 SERIES VV | IR4045 VV 18M | Vertical | 1800 | 2000 | 4500 | No | n/a | 36 | 51.2 | 3.75 | IR4045-VV-18M-UC36-BC51.2-TP3.75
IR 4000 SERIES VV | IR4045 VV 18M | Vertical | 1800 | 2000 | 4500 | No | n/a | 36 | 51.2 | 4.7 | IR4045-VV-18M-UC36-BC51.2-TP4.7
IR 4000 SERIES VV | IR4045 VV 18M | Vertical | 1800 | 2000 | 4500 | No | n/a | 36 | 67.5 | 0.9 | IR4045-VV-18M-UC36-BC67.5-TP0.9
IR 4000 SERIES VV | IR4045 VV 18M | Vertical | 1800 | 2000 | 4500 | No | n/a | 36 | 67.5 | 1.85 | IR4045-VV-18M-UC36-BC67.5-TP1.85
IR 4000 SERIES VV | IR4045 VV 18M | Vertical | 1800 | 2000 | 4500 | No | n/a | 36 | 67.5 | 2.8 | IR4045-VV-18M-UC36-BC67.5-TP2.8
IR 4000 SERIES VV | IR4045 VV 18M | Vertical | 1800 | 2000 | 4500 | No | n/a | 36 | 67.5 | 3.75 | IR4045-VV-18M-UC36-BC67.5-TP3.75
IR 4000 SERIES VV | IR4045 VV 18M | Vertical | 1800 | 2000 | 4500 | No | n/a | 36 | 67.5 | 4.7 | IR4045-VV-18M-UC36-BC67.5-TP4.7
IR 4000 SERIES VV | IR4045 VV 18M | Vertical | 1800 | 2000 | 4500 | No | n/a | 36 | 83.8 | 0.9 | IR4045-VV-18M-UC36-BC83.8-TP0.9
IR 4000 SERIES VV | IR4045 VV 18M | Vertical | 1800 | 2000 | 4500 | No | n/a | 36 | 83.8 | 1.85 | IR4045-VV-18M-UC36-BC83.8-TP1.85
IR 4000 SERIES VV | IR4045 VV 18M | Vertical | 1800 | 2000 | 4500 | No | n/a | 36 | 83.8 | 2.8 | IR4045-VV-18M-UC36-BC83.8-TP2.8
IR 4000 SERIES VV | IR4045 VV 18M | Vertical | 1800 | 2000 | 4500 | No | n/a | 36 | 83.8 | 3.75 | IR4045-VV-18M-UC36-BC83.8-TP3.75
IR 4000 SERIES VV | IR4045 VV 18M | Vertical | 1800 | 2000 | 4500 | No | n/a | 36 | 83.8 | 4.7 | IR4045-VV-18M-UC36-BC83.8-TP4.7
IR 4000 SERIES VV | IR4045 VV 18M | Vertical | 1800 | 2000 | 4500 | No | n/a | 36 | 100 | 0.9 | IR4045-VV-18M-UC36-BC100-TP0.9
IR 4000 SERIES VV | IR4045 VV 18M | Vertical | 1800 | 2000 | 4500 | No | n/a | 36 | 100 | 1.85 | IR4045-VV-18M-UC36-BC100-TP1.85
IR 4000 SERIES VV | IR4045 VV 18M | Vertical | 1800 | 2000 | 4500 | No | n/a | 36 | 100 | 2.8 | IR4045-VV-18M-UC36-BC100-TP2.8
IR 4000 SERIES VV | IR4045 VV 18M | Vertical | 1800 | 2000 | 4500 | No | n/a | 36 | 100 | 3.75 | IR4045-VV-18M-UC36-BC100-TP3.75
IR 4000 SERIES VV | IR4045 VV 18M | Vertical | 1800 | 2000 | 4500 | No | n/a | 36 | 100 | 4.7 | IR4045-VV-18M-UC36-BC100-TP4.7
IR 4000 SERIES VV | IR4045 VV 18M | Vertical | 1800 | 2000 | 4500 | No | n/a | 48 | 35 | 0.9 | IR4045-VV-18M-UC48-BC35-TP0.9
IR 4000 SERIES VV | IR4045 VV 18M | Vertical | 1800 | 2000 | 4500 | No | n/a | 48 | 35 | 1.85 | IR4045-VV-18M-UC48-BC35-TP1.85
IR 4000 SERIES VV | IR4045 VV 18M | Vertical | 1800 | 2000 | 4500 | No | n/a | 48 | 35 | 2.8 | IR4045-VV-18M-UC48-BC35-TP2.8
IR 4000 SERIES VV | IR4045 VV 18M | Vertical | 1800 | 2000 | 4500 | No | n/a | 48 | 35 | 3.75 | IR4045-VV-18M-UC48-BC35-TP3.75
IR 4000 SERIES VV | IR4045 VV 18M | Vertical | 1800 | 2000 | 4500 | No | n/a | 48 | 35 | 4.7 | IR4045-VV-18M-UC48-BC35-TP4.7
IR 4000 SERIES VV | IR4045 VV 18M | Vertical | 1800 | 2000 | 4500 | No | n/a | 48 | 51.2 | 0.9 | IR4045-VV-18M-UC48-BC51.2-TP0.9
IR 4000 SERIES VV | IR4045 VV 18M | Vertical | 1800 | 2000 | 4500 | No | n/a | 48 | 51.2 | 1.85 | IR4045-VV-18M-UC48-BC51.2-TP1.85
IR 4000 SERIES VV | IR4045 VV 18M | Vertical | 1800 | 2000 | 4500 | No | n/a | 48 | 51.2 | 2.8 | IR4045-VV-18M-UC48-BC51.2-TP2.8
IR 4000 SERIES VV | IR4045 VV 18M | Vertical | 1800 | 2000 | 4500 | No | n/a | 48 | 51.2 | 3.75 | IR4045-VV-18M-UC48-BC51.2-TP3.75
IR 4000 SERIES VV | IR4045 VV 18M | Vertical | 1800 | 2000 | 4500 | No | n/a | 48 | 51.2 | 4.7 | IR4045-VV-18M-UC48-BC51.2-TP4.7
IR 4000 SERIES VV | IR4045 VV 18M | Vertical | 1800 | 2000 | 4500 | No | n/a | 48 | 67.5 | 0.9 | IR4045-VV-18M-UC48-BC67.5-TP0.9
IR 4000 SERIES VV | IR4045 VV 18M | Vertical | 1800 | 2000 | 4500 | No | n/a | 48 | 67.5 | 1.85 | IR4045-VV-18M-UC48-BC67.5-TP1.85
IR 4000 SERIES VV | IR4045 VV 18M | Vertical | 1800 | 2000 | 4500 | No | n/a | 48 | 67.5 | 2.8 | IR4045-VV-18M-UC48-BC67.5-TP2.8
IR 4000 SERIES VV | IR4045 VV 18M | Vertical | 1800 | 2000 | 4500 | No | n/a | 48 | 67.5 | 3.75 | IR4045-VV-18M-UC48-BC67.5-TP3.75
IR 4000 SERIES VV | IR4045 VV 18M | Vertical | 1800 | 2000 | 4500 | No | n/a | 48 | 67.5 | 4.7 | IR4045-VV-18M-UC48-BC67.5-TP4.7
IR 4000 SERIES VV | IR4045 VV 18M | Vertical | 1800 | 2000 | 4500 | No | n/a | 48 | 83.8 | 0.9 | IR4045-VV-18M-UC48-BC83.8-TP0.9
IR 4000 SERIES VV | IR4045 VV 18M | Vertical | 1800 | 2000 | 4500 | No | n/a | 48 | 83.8 | 1.85 | IR4045-VV-18M-UC48-BC83.8-TP1.85
IR 4000 SERIES VV | IR4045 VV 18M | Vertical | 1800 | 2000 | 4500 | No | n/a | 48 | 83.8 | 2.8 | IR4045-VV-18M-UC48-BC83.8-TP2.8
IR 4000 SERIES VV | IR4045 VV 18M | Vertical | 1800 | 2000 | 4500 | No | n/a | 48 | 83.8 | 3.75 | IR4045-VV-18M-UC48-BC83.8-TP3.75
IR 4000 SERIES VV | IR4045 VV 18M | Vertical | 1800 | 2000 | 4500 | No | n/a | 48 | 83.8 | 4.7 | IR4045-VV-18M-UC48-BC83.8-TP4.7
IR 4000 SERIES VV | IR4045 VV 18M | Vertical | 1800 | 2000 | 4500 | No | n/a | 48 | 100 | 0.9 | IR4045-VV-18M-UC48-BC100-TP0.9
IR 4000 SERIES VV | IR4045 VV 18M | Vertical | 1800 | 2000 | 4500 | No | n/a | 48 | 100 | 1.85 | IR4045-VV-18M-UC48-BC100-TP1.85
IR 4000 SERIES VV | IR4045 VV 18M | Vertical | 1800 | 2000 | 4500 | No | n/a | 48 | 100 | 2.8 | IR4045-VV-18M-UC48-BC100-TP2.8
IR 4000 SERIES VV | IR4045 VV 18M | Vertical | 1800 | 2000 | 4500 | No | n/a | 48 | 100 | 3.75 | IR4045-VV-18M-UC48-BC100-TP3.75
IR 4000 SERIES VV | IR4045 VV 18M | Vertical | 1800 | 2000 | 4500 | No | n/a | 48 | 100 | 4.7 | IR4045-VV-18M-UC48-BC100-TP4.7
IR 4000 SERIES VV | IR4045 VV 18M | Vertical | 1800 | 2000 | 4500 | No | n/a | 72 | 35 | 0.9 | IR4045-VV-18M-UC72-BC35-TP0.9
IR 4000 SERIES VV | IR4045 VV 18M | Vertical | 1800 | 2000 | 4500 | No | n/a | 72 | 35 | 1.85 | IR4045-VV-18M-UC72-BC35-TP1.85
IR 4000 SERIES VV | IR4045 VV 18M | Vertical | 1800 | 2000 | 4500 | No | n/a | 72 | 35 | 2.8 | IR4045-VV-18M-UC72-BC35-TP2.8
IR 4000 SERIES VV | IR4045 VV 18M | Vertical | 1800 | 2000 | 4500 | No | n/a | 72 | 35 | 3.75 | IR4045-VV-18M-UC72-BC35-TP3.75
IR 4000 SERIES VV | IR4045 VV 18M | Vertical | 1800 | 2000 | 4500 | No | n/a | 72 | 35 | 4.7 | IR4045-VV-18M-UC72-BC35-TP4.7
IR 4000 SERIES VV | IR4045 VV 18M | Vertical | 1800 | 2000 | 4500 | No | n/a | 72 | 51.2 | 0.9 | IR4045-VV-18M-UC72-BC51.2-TP0.9
IR 4000 SERIES VV | IR4045 VV 18M | Vertical | 1800 | 2000 | 4500 | No | n/a | 72 | 51.2 | 1.85 | IR4045-VV-18M-UC72-BC51.2-TP1.85
IR 4000 SERIES VV | IR4045 VV 18M | Vertical | 1800 | 2000 | 4500 | No | n/a | 72 | 51.2 | 2.8 | IR4045-VV-18M-UC72-BC51.2-TP2.8
IR 4000 SERIES VV | IR4045 VV 18M | Vertical | 1800 | 2000 | 4500 | No | n/a | 72 | 51.2 | 3.75 | IR4045-VV-18M-UC72-BC51.2-TP3.75
IR 4000 SERIES VV | IR4045 VV 18M | Vertical | 1800 | 2000 | 4500 | No | n/a | 72 | 51.2 | 4.7 | IR4045-VV-18M-UC72-BC51.2-TP4.7
IR 4000 SERIES VV | IR4045 VV 18M | Vertical | 1800 | 2000 | 4500 | No | n/a | 72 | 67.5 | 0.9 | IR4045-VV-18M-UC72-BC67.5-TP0.9
IR 4000 SERIES VV | IR4045 VV 18M | Vertical | 1800 | 2000 | 4500 | No | n/a | 72 | 67.5 | 1.85 | IR4045-VV-18M-UC72-BC67.5-TP1.85
IR 4000 SERIES VV | IR4045 VV 18M | Vertical | 1800 | 2000 | 4500 | No | n/a | 72 | 67.5 | 2.8 | IR4045-VV-18M-UC72-BC67.5-TP2.8
IR 4000 SERIES VV | IR4045 VV 18M | Vertical | 1800 | 2000 | 4500 | No | n/a | 72 | 67.5 | 3.75 | IR4045-VV-18M-UC72-BC67.5-TP3.75
IR 4000 SERIES VV | IR4045 VV 18M | Vertical | 1800 | 2000 | 4500 | No | n/a | 72 | 67.5 | 4.7 | IR4045-VV-18M-UC72-BC67.5-TP4.7
IR 4000 SERIES VV | IR4045 VV 18M | Vertical | 1800 | 2000 | 4500 | No | n/a | 72 | 83.8 | 0.9 | IR4045-VV-18M-UC72-BC83.8-TP0.9
IR 4000 SERIES VV | IR4045 VV 18M | Vertical | 1800 | 2000 | 4500 | No | n/a | 72 | 83.8 | 1.85 | IR4045-VV-18M-UC72-BC83.8-TP1.85
IR 4000 SERIES VV | IR4045 VV 18M | Vertical | 1800 | 2000 | 4500 | No | n/a | 72 | 83.8 | 2.8 | IR4045-VV-18M-UC72-BC83.8-TP2.8
IR 4000 SERIES VV | IR4045 VV 18M | Vertical | 1800 | 2000 | 4500 | No | n/a | 72 | 83.8 | 3.75 | IR4045-VV-18M-UC72-BC83.8-TP3.75
IR 4000 SERIES VV | IR4045 VV 18M | Vertical | 1800 | 2000 | 4500 | No | n/a | 72 | 83.8 | 4.7 | IR4045-VV-18M-UC72-BC83.8-TP4.7
IR 4000 SERIES VV | IR4045 VV 18M | Vertical | 1800 | 2000 | 4500 | No | n/a | 72 | 100 | 0.9 | IR4045-VV-18M-UC72-BC100-TP0.9
IR 4000 SERIES VV | IR4045 VV 18M | Vertical | 1800 | 2000 | 4500 | No | n/a | 72 | 100 | 1.85 | IR4045-VV-18M-UC72-BC100-TP1.85
IR 4000 SERIES VV | IR4045 VV 18M | Vertical | 1800 | 2000 | 4500 | No | n/a | 72 | 100 | 2.8 | IR4045-VV-18M-UC72-BC100-TP2.8
IR 4000 SERIES VV | IR4045 VV 18M | Vertical | 1800 | 2000 | 4500 | No | n/a | 72 | 100 | 3.75 | IR4045-VV-18M-UC72-BC100-TP3.75
IR 4000 SERIES VV | IR4045 VV 18M | Vertical | 1800 | 2000 | 4500 | No | n/a | 72 | 100 | 4.7 | IR4045-VV-18M-UC72-BC100-TP4.7
IR 4000 SERIES VV | IR4045 VV 18M | Vertical | 1800 | 2000 | 4500 | No | n/a | 110 | 35 | 0.9 | IR4045-VV-18M-UC110-BC35-TP0.9
IR 4000 SERIES VV | IR4045 VV 18M | Vertical | 1800 | 2000 | 4500 | No | n/a | 110 | 35 | 1.85 | IR4045-VV-18M-UC110-BC35-TP1.85
IR 4000 SERIES VV | IR4045 VV 18M | Vertical | 1800 | 2000 | 4500 | No | n/a | 110 | 35 | 2.8 | IR4045-VV-18M-UC110-BC35-TP2.8
IR 4000 SERIES VV | IR4045 VV 18M | Vertical | 1800 | 2000 | 4500 | No | n/a | 110 | 35 | 3.75 | IR4045-VV-18M-UC110-BC35-TP3.75
IR 4000 SERIES VV | IR4045 VV 18M | Vertical | 1800 | 2000 | 4500 | No | n/a | 110 | 35 | 4.7 | IR4045-VV-18M-UC110-BC35-TP4.7
IR 4000 SERIES VV | IR4045 VV 18M | Vertical | 1800 | 2000 | 4500 | No | n/a | 110 | 51.2 | 0.9 | IR4045-VV-18M-UC110-BC51.2-TP0.9
IR 4000 SERIES VV | IR4045 VV 18M | Vertical | 1800 | 2000 | 4500 | No | n/a | 110 | 51.2 | 1.85 | IR4045-VV-18M-UC110-BC51.2-TP1.85
IR 4000 SERIES VV | IR4045 VV 18M | Vertical | 1800 | 2000 | 4500 | No | n/a | 110 | 51.2 | 2.8 | IR4045-VV-18M-UC110-BC51.2-TP2.8
IR 4000 SERIES VV | IR4045 VV 18M | Vertical | 1800 | 2000 | 4500 | No | n/a | 110 | 51.2 | 3.75 | IR4045-VV-18M-UC110-BC51.2-TP3.75
IR 4000 SERIES VV | IR4045 VV 18M | Vertical | 1800 | 2000 | 4500 | No | n/a | 110 | 51.2 | 4.7 | IR4045-VV-18M-UC110-BC51.2-TP4.7
IR 4000 SERIES VV | IR4045 VV 18M | Vertical | 1800 | 2000 | 4500 | No | n/a | 110 | 67.5 | 0.9 | IR4045-VV-18M-UC110-BC67.5-TP0.9
IR 4000 SERIES VV | IR4045 VV 18M | Vertical | 1800 | 2000 | 4500 | No | n/a | 110 | 67.5 | 1.85 | IR4045-VV-18M-UC110-BC67.5-TP1.85
IR 4000 SERIES VV | IR4045 VV 18M | Vertical | 1800 | 2000 | 4500 | No | n/a | 110 | 67.5 | 2.8 | IR4045-VV-18M-UC110-BC67.5-TP2.8
IR 4000 SERIES VV | IR4045 VV 18M | Vertical | 1800 | 2000 | 4500 | No | n/a | 110 | 67.5 | 3.75 | IR4045-VV-18M-UC110-BC67.5-TP3.75
IR 4000 SERIES VV | IR4045 VV 18M | Vertical | 1800 | 2000 | 4500 | No | n/a | 110 | 67.5 | 4.7 | IR4045-VV-18M-UC110-BC67.5-TP4.7
IR 4000 SERIES VV | IR4045 VV 18M | Vertical | 1800 | 2000 | 4500 | No | n/a | 110 | 83.8 | 0.9 | IR4045-VV-18M-UC110-BC83.8-TP0.9
IR 4000 SERIES VV | IR4045 VV 18M | Vertical | 1800 | 2000 | 4500 | No | n/a | 110 | 83.8 | 1.85 | IR4045-VV-18M-UC110-BC83.8-TP1.85
IR 4000 SERIES VV | IR4045 VV 18M | Vertical | 1800 | 2000 | 4500 | No | n/a | 110 | 83.8 | 2.8 | IR4045-VV-18M-UC110-BC83.8-TP2.8
IR 4000 SERIES VV | IR4045 VV 18M | Vertical | 1800 | 2000 | 4500 | No | n/a | 110 | 83.8 | 3.75 | IR4045-VV-18M-UC110-BC83.8-TP3.75
IR 4000 SERIES VV | IR4045 VV 18M | Vertical | 1800 | 2000 | 4500 | No | n/a | 110 | 83.8 | 4.7 | IR4045-VV-18M-UC110-BC83.8-TP4.7
IR 4000 SERIES VV | IR4045 VV 18M | Vertical | 1800 | 2000 | 4500 | No | n/a | 110 | 100 | 0.9 | IR4045-VV-18M-UC110-BC100-TP0.9
IR 4000 SERIES VV | IR4045 VV 18M | Vertical | 1800 | 2000 | 4500 | No | n/a | 110 | 100 | 1.85 | IR4045-VV-18M-UC110-BC100-TP1.85
IR 4000 SERIES VV | IR4045 VV 18M | Vertical | 1800 | 2000 | 4500 | No | n/a | 110 | 100 | 2.8 | IR4045-VV-18M-UC110-BC100-TP2.8
IR 4000 SERIES VV | IR4045 VV 18M | Vertical | 1800 | 2000 | 4500 | No | n/a | 110 | 100 | 3.75 | IR4045-VV-18M-UC110-BC100-TP3.75
IR 4000 SERIES VV | IR4045 VV 18M | Vertical | 1800 | 2000 | 4500 | No | n/a | 110 | 100 | 4.7 | IR4045-VV-18M-UC110-BC100-TP4.7
IR 4000 SERIES VV | IR4030 VV 36M | Vertical | 3600 | 4000 | 3000 | No | n/a | 24 | 50 | 0.9 | IR4030-VV-36M-UC24-BC50-TP0.9
IR 4000 SERIES VV | IR4030 VV 36M | Vertical | 3600 | 4000 | 3000 | No | n/a | 24 | 50 | 1.85 | IR4030-VV-36M-UC24-BC50-TP1.85
IR 4000 SERIES VV | IR4030 VV 36M | Vertical | 3600 | 4000 | 3000 | No | n/a | 24 | 50 | 2.8 | IR4030-VV-36M-UC24-BC50-TP2.8
IR 4000 SERIES VV | IR4030 VV 36M | Vertical | 3600 | 4000 | 3000 | No | n/a | 24 | 50 | 3.75 | IR4030-VV-36M-UC24-BC50-TP3.75
IR 4000 SERIES VV | IR4030 VV 36M | Vertical | 3600 | 4000 | 3000 | No | n/a | 24 | 50 | 4.7 | IR4030-VV-36M-UC24-BC50-TP4.7
IR 4000 SERIES VV | IR4030 VV 36M | Vertical | 3600 | 4000 | 3000 | No | n/a | 24 | 51.2 | 0.9 | IR4030-VV-36M-UC24-BC51.2-TP0.9
IR 4000 SERIES VV | IR4030 VV 36M | Vertical | 3600 | 4000 | 3000 | No | n/a | 24 | 51.2 | 1.85 | IR4030-VV-36M-UC24-BC51.2-TP1.85
IR 4000 SERIES VV | IR4030 VV 36M | Vertical | 3600 | 4000 | 3000 | No | n/a | 24 | 51.2 | 2.8 | IR4030-VV-36M-UC24-BC51.2-TP2.8
IR 4000 SERIES VV | IR4030 VV 36M | Vertical | 3600 | 4000 | 3000 | No | n/a | 24 | 51.2 | 3.75 | IR4030-VV-36M-UC24-BC51.2-TP3.75
IR 4000 SERIES VV | IR4030 VV 36M | Vertical | 3600 | 4000 | 3000 | No | n/a | 24 | 51.2 | 4.7 | IR4030-VV-36M-UC24-BC51.2-TP4.7
IR 4000 SERIES VV | IR4030 VV 36M | Vertical | 3600 | 4000 | 3000 | No | n/a | 24 | 52.5 | 0.9 | IR4030-VV-36M-UC24-BC52.5-TP0.9
IR 4000 SERIES VV | IR4030 VV 36M | Vertical | 3600 | 4000 | 3000 | No | n/a | 24 | 52.5 | 1.85 | IR4030-VV-36M-UC24-BC52.5-TP1.85
IR 4000 SERIES VV | IR4030 VV 36M | Vertical | 3600 | 4000 | 3000 | No | n/a | 24 | 52.5 | 2.8 | IR4030-VV-36M-UC24-BC52.5-TP2.8
IR 4000 SERIES VV | IR4030 VV 36M | Vertical | 3600 | 4000 | 3000 | No | n/a | 24 | 52.5 | 3.75 | IR4030-VV-36M-UC24-BC52.5-TP3.75
IR 4000 SERIES VV | IR4030 VV 36M | Vertical | 3600 | 4000 | 3000 | No | n/a | 24 | 52.5 | 4.7 | IR4030-VV-36M-UC24-BC52.5-TP4.7
IR 4000 SERIES VV | IR4030 VV 36M | Vertical | 3600 | 4000 | 3000 | No | n/a | 24 | 53.8 | 0.9 | IR4030-VV-36M-UC24-BC53.8-TP0.9
IR 4000 SERIES VV | IR4030 VV 36M | Vertical | 3600 | 4000 | 3000 | No | n/a | 24 | 53.8 | 1.85 | IR4030-VV-36M-UC24-BC53.8-TP1.85
IR 4000 SERIES VV | IR4030 VV 36M | Vertical | 3600 | 4000 | 3000 | No | n/a | 24 | 53.8 | 2.8 | IR4030-VV-36M-UC24-BC53.8-TP2.8
IR 4000 SERIES VV | IR4030 VV 36M | Vertical | 3600 | 4000 | 3000 | No | n/a | 24 | 53.8 | 3.75 | IR4030-VV-36M-UC24-BC53.8-TP3.75
IR 4000 SERIES VV | IR4030 VV 36M | Vertical | 3600 | 4000 | 3000 | No | n/a | 24 | 53.8 | 4.7 | IR4030-VV-36M-UC24-BC53.8-TP4.7
IR 4000 SERIES VV | IR4030 VV 36M | Vertical | 3600 | 4000 | 3000 | No | n/a | 24 | 55 | 0.9 | IR4030-VV-36M-UC24-BC55-TP0.9
IR 4000 SERIES VV | IR4030 VV 36M | Vertical | 3600 | 4000 | 3000 | No | n/a | 24 | 55 | 1.85 | IR4030-VV-36M-UC24-BC55-TP1.85
IR 4000 SERIES VV | IR4030 VV 36M | Vertical | 3600 | 4000 | 3000 | No | n/a | 24 | 55 | 2.8 | IR4030-VV-36M-UC24-BC55-TP2.8
IR 4000 SERIES VV | IR4030 VV 36M | Vertical | 3600 | 4000 | 3000 | No | n/a | 24 | 55 | 3.75 | IR4030-VV-36M-UC24-BC55-TP3.75
IR 4000 SERIES VV | IR4030 VV 36M | Vertical | 3600 | 4000 | 3000 | No | n/a | 24 | 55 | 4.7 | IR4030-VV-36M-UC24-BC55-TP4.7
IR 4000 SERIES VV | IR4030 VV 36M | Vertical | 3600 | 4000 | 3000 | No | n/a | 36 | 50 | 0.9 | IR4030-VV-36M-UC36-BC50-TP0.9
IR 4000 SERIES VV | IR4030 VV 36M | Vertical | 3600 | 4000 | 3000 | No | n/a | 36 | 50 | 1.85 | IR4030-VV-36M-UC36-BC50-TP1.85
IR 4000 SERIES VV | IR4030 VV 36M | Vertical | 3600 | 4000 | 3000 | No | n/a | 36 | 50 | 2.8 | IR4030-VV-36M-UC36-BC50-TP2.8
IR 4000 SERIES VV | IR4030 VV 36M | Vertical | 3600 | 4000 | 3000 | No | n/a | 36 | 50 | 3.75 | IR4030-VV-36M-UC36-BC50-TP3.75
IR 4000 SERIES VV | IR4030 VV 36M | Vertical | 3600 | 4000 | 3000 | No | n/a | 36 | 50 | 4.7 | IR4030-VV-36M-UC36-BC50-TP4.7
IR 4000 SERIES VV | IR4030 VV 36M | Vertical | 3600 | 4000 | 3000 | No | n/a | 36 | 51.2 | 0.9 | IR4030-VV-36M-UC36-BC51.2-TP0.9
IR 4000 SERIES VV | IR4030 VV 36M | Vertical | 3600 | 4000 | 3000 | No | n/a | 36 | 51.2 | 1.85 | IR4030-VV-36M-UC36-BC51.2-TP1.85
IR 4000 SERIES VV | IR4030 VV 36M | Vertical | 3600 | 4000 | 3000 | No | n/a | 36 | 51.2 | 2.8 | IR4030-VV-36M-UC36-BC51.2-TP2.8
IR 4000 SERIES VV | IR4030 VV 36M | Vertical | 3600 | 4000 | 3000 | No | n/a | 36 | 51.2 | 3.75 | IR4030-VV-36M-UC36-BC51.2-TP3.75
IR 4000 SERIES VV | IR4030 VV 36M | Vertical | 3600 | 4000 | 3000 | No | n/a | 36 | 51.2 | 4.7 | IR4030-VV-36M-UC36-BC51.2-TP4.7
IR 4000 SERIES VV | IR4030 VV 36M | Vertical | 3600 | 4000 | 3000 | No | n/a | 36 | 52.5 | 0.9 | IR4030-VV-36M-UC36-BC52.5-TP0.9
IR 4000 SERIES VV | IR4030 VV 36M | Vertical | 3600 | 4000 | 3000 | No | n/a | 36 | 52.5 | 1.85 | IR4030-VV-36M-UC36-BC52.5-TP1.85
IR 4000 SERIES VV | IR4030 VV 36M | Vertical | 3600 | 4000 | 3000 | No | n/a | 36 | 52.5 | 2.8 | IR4030-VV-36M-UC36-BC52.5-TP2.8
IR 4000 SERIES VV | IR4030 VV 36M | Vertical | 3600 | 4000 | 3000 | No | n/a | 36 | 52.5 | 3.75 | IR4030-VV-36M-UC36-BC52.5-TP3.75
IR 4000 SERIES VV | IR4030 VV 36M | Vertical | 3600 | 4000 | 3000 | No | n/a | 36 | 52.5 | 4.7 | IR4030-VV-36M-UC36-BC52.5-TP4.7
IR 4000 SERIES VV | IR4030 VV 36M | Vertical | 3600 | 4000 | 3000 | No | n/a | 36 | 53.8 | 0.9 | IR4030-VV-36M-UC36-BC53.8-TP0.9
IR 4000 SERIES VV | IR4030 VV 36M | Vertical | 3600 | 4000 | 3000 | No | n/a | 36 | 53.8 | 1.85 | IR4030-VV-36M-UC36-BC53.8-TP1.85
IR 4000 SERIES VV | IR4030 VV 36M | Vertical | 3600 | 4000 | 3000 | No | n/a | 36 | 53.8 | 2.8 | IR4030-VV-36M-UC36-BC53.8-TP2.8
IR 4000 SERIES VV | IR4030 VV 36M | Vertical | 3600 | 4000 | 3000 | No | n/a | 36 | 53.8 | 3.75 | IR4030-VV-36M-UC36-BC53.8-TP3.75
IR 4000 SERIES VV | IR4030 VV 36M | Vertical | 3600 | 4000 | 3000 | No | n/a | 36 | 53.8 | 4.7 | IR4030-VV-36M-UC36-BC53.8-TP4.7
IR 4000 SERIES VV | IR4030 VV 36M | Vertical | 3600 | 4000 | 3000 | No | n/a | 36 | 55 | 0.9 | IR4030-VV-36M-UC36-BC55-TP0.9
IR 4000 SERIES VV | IR4030 VV 36M | Vertical | 3600 | 4000 | 3000 | No | n/a | 36 | 55 | 1.85 | IR4030-VV-36M-UC36-BC55-TP1.85
IR 4000 SERIES VV | IR4030 VV 36M | Vertical | 3600 | 4000 | 3000 | No | n/a | 36 | 55 | 2.8 | IR4030-VV-36M-UC36-BC55-TP2.8
IR 4000 SERIES VV | IR4030 VV 36M | Vertical | 3600 | 4000 | 3000 | No | n/a | 36 | 55 | 3.75 | IR4030-VV-36M-UC36-BC55-TP3.75
IR 4000 SERIES VV | IR4030 VV 36M | Vertical | 3600 | 4000 | 3000 | No | n/a | 36 | 55 | 4.7 | IR4030-VV-36M-UC36-BC55-TP4.7
IR 4000 SERIES VV | IR4030 VV 36M | Vertical | 3600 | 4000 | 3000 | No | n/a | 48 | 50 | 0.9 | IR4030-VV-36M-UC48-BC50-TP0.9
IR 4000 SERIES VV | IR4030 VV 36M | Vertical | 3600 | 4000 | 3000 | No | n/a | 48 | 50 | 1.85 | IR4030-VV-36M-UC48-BC50-TP1.85
IR 4000 SERIES VV | IR4030 VV 36M | Vertical | 3600 | 4000 | 3000 | No | n/a | 48 | 50 | 2.8 | IR4030-VV-36M-UC48-BC50-TP2.8
IR 4000 SERIES VV | IR4030 VV 36M | Vertical | 3600 | 4000 | 3000 | No | n/a | 48 | 50 | 3.75 | IR4030-VV-36M-UC48-BC50-TP3.75
IR 4000 SERIES VV | IR4030 VV 36M | Vertical | 3600 | 4000 | 3000 | No | n/a | 48 | 50 | 4.7 | IR4030-VV-36M-UC48-BC50-TP4.7
IR 4000 SERIES VV | IR4030 VV 36M | Vertical | 3600 | 4000 | 3000 | No | n/a | 48 | 51.2 | 0.9 | IR4030-VV-36M-UC48-BC51.2-TP0.9
IR 4000 SERIES VV | IR4030 VV 36M | Vertical | 3600 | 4000 | 3000 | No | n/a | 48 | 51.2 | 1.85 | IR4030-VV-36M-UC48-BC51.2-TP1.85
IR 4000 SERIES VV | IR4030 VV 36M | Vertical | 3600 | 4000 | 3000 | No | n/a | 48 | 51.2 | 2.8 | IR4030-VV-36M-UC48-BC51.2-TP2.8
IR 4000 SERIES VV | IR4030 VV 36M | Vertical | 3600 | 4000 | 3000 | No | n/a | 48 | 51.2 | 3.75 | IR4030-VV-36M-UC48-BC51.2-TP3.75
IR 4000 SERIES VV | IR4030 VV 36M | Vertical | 3600 | 4000 | 3000 | No | n/a | 48 | 51.2 | 4.7 | IR4030-VV-36M-UC48-BC51.2-TP4.7
IR 4000 SERIES VV | IR4030 VV 36M | Vertical | 3600 | 4000 | 3000 | No | n/a | 48 | 52.5 | 0.9 | IR4030-VV-36M-UC48-BC52.5-TP0.9
IR 4000 SERIES VV | IR4030 VV 36M | Vertical | 3600 | 4000 | 3000 | No | n/a | 48 | 52.5 | 1.85 | IR4030-VV-36M-UC48-BC52.5-TP1.85
IR 4000 SERIES VV | IR4030 VV 36M | Vertical | 3600 | 4000 | 3000 | No | n/a | 48 | 52.5 | 2.8 | IR4030-VV-36M-UC48-BC52.5-TP2.8
IR 4000 SERIES VV | IR4030 VV 36M | Vertical | 3600 | 4000 | 3000 | No | n/a | 48 | 52.5 | 3.75 | IR4030-VV-36M-UC48-BC52.5-TP3.75
IR 4000 SERIES VV | IR4030 VV 36M | Vertical | 3600 | 4000 | 3000 | No | n/a | 48 | 52.5 | 4.7 | IR4030-VV-36M-UC48-BC52.5-TP4.7
IR 4000 SERIES VV | IR4030 VV 36M | Vertical | 3600 | 4000 | 3000 | No | n/a | 48 | 53.8 | 0.9 | IR4030-VV-36M-UC48-BC53.8-TP0.9
IR 4000 SERIES VV | IR4030 VV 36M | Vertical | 3600 | 4000 | 3000 | No | n/a | 48 | 53.8 | 1.85 | IR4030-VV-36M-UC48-BC53.8-TP1.85
IR 4000 SERIES VV | IR4030 VV 36M | Vertical | 3600 | 4000 | 3000 | No | n/a | 48 | 53.8 | 2.8 | IR4030-VV-36M-UC48-BC53.8-TP2.8
IR 4000 SERIES VV | IR4030 VV 36M | Vertical | 3600 | 4000 | 3000 | No | n/a | 48 | 53.8 | 3.75 | IR4030-VV-36M-UC48-BC53.8-TP3.75
IR 4000 SERIES VV | IR4030 VV 36M | Vertical | 3600 | 4000 | 3000 | No | n/a | 48 | 53.8 | 4.7 | IR4030-VV-36M-UC48-BC53.8-TP4.7
IR 4000 SERIES VV | IR4030 VV 36M | Vertical | 3600 | 4000 | 3000 | No | n/a | 48 | 55 | 0.9 | IR4030-VV-36M-UC48-BC55-TP0.9
IR 4000 SERIES VV | IR4030 VV 36M | Vertical | 3600 | 4000 | 3000 | No | n/a | 48 | 55 | 1.85 | IR4030-VV-36M-UC48-BC55-TP1.85
IR 4000 SERIES VV | IR4030 VV 36M | Vertical | 3600 | 4000 | 3000 | No | n/a | 48 | 55 | 2.8 | IR4030-VV-36M-UC48-BC55-TP2.8
IR 4000 SERIES VV | IR4030 VV 36M | Vertical | 3600 | 4000 | 3000 | No | n/a | 48 | 55 | 3.75 | IR4030-VV-36M-UC48-BC55-TP3.75
IR 4000 SERIES VV | IR4030 VV 36M | Vertical | 3600 | 4000 | 3000 | No | n/a | 48 | 55 | 4.7 | IR4030-VV-36M-UC48-BC55-TP4.7
IR 4000 SERIES VV | IR4030 VV 36M | Vertical | 3600 | 4000 | 3000 | No | n/a | 72 | 50 | 0.9 | IR4030-VV-36M-UC72-BC50-TP0.9
IR 4000 SERIES VV | IR4030 VV 36M | Vertical | 3600 | 4000 | 3000 | No | n/a | 72 | 50 | 1.85 | IR4030-VV-36M-UC72-BC50-TP1.85
IR 4000 SERIES VV | IR4030 VV 36M | Vertical | 3600 | 4000 | 3000 | No | n/a | 72 | 50 | 2.8 | IR4030-VV-36M-UC72-BC50-TP2.8
IR 4000 SERIES VV | IR4030 VV 36M | Vertical | 3600 | 4000 | 3000 | No | n/a | 72 | 50 | 3.75 | IR4030-VV-36M-UC72-BC50-TP3.75
IR 4000 SERIES VV | IR4030 VV 36M | Vertical | 3600 | 4000 | 3000 | No | n/a | 72 | 50 | 4.7 | IR4030-VV-36M-UC72-BC50-TP4.7
IR 4000 SERIES VV | IR4030 VV 36M | Vertical | 3600 | 4000 | 3000 | No | n/a | 72 | 51.2 | 0.9 | IR4030-VV-36M-UC72-BC51.2-TP0.9
IR 4000 SERIES VV | IR4030 VV 36M | Vertical | 3600 | 4000 | 3000 | No | n/a | 72 | 51.2 | 1.85 | IR4030-VV-36M-UC72-BC51.2-TP1.85
IR 4000 SERIES VV | IR4030 VV 36M | Vertical | 3600 | 4000 | 3000 | No | n/a | 72 | 51.2 | 2.8 | IR4030-VV-36M-UC72-BC51.2-TP2.8
IR 4000 SERIES VV | IR4030 VV 36M | Vertical | 3600 | 4000 | 3000 | No | n/a | 72 | 51.2 | 3.75 | IR4030-VV-36M-UC72-BC51.2-TP3.75
IR 4000 SERIES VV | IR4030 VV 36M | Vertical | 3600 | 4000 | 3000 | No | n/a | 72 | 51.2 | 4.7 | IR4030-VV-36M-UC72-BC51.2-TP4.7
IR 4000 SERIES VV | IR4030 VV 36M | Vertical | 3600 | 4000 | 3000 | No | n/a | 72 | 52.5 | 0.9 | IR4030-VV-36M-UC72-BC52.5-TP0.9
IR 4000 SERIES VV | IR4030 VV 36M | Vertical | 3600 | 4000 | 3000 | No | n/a | 72 | 52.5 | 1.85 | IR4030-VV-36M-UC72-BC52.5-TP1.85
IR 4000 SERIES VV | IR4030 VV 36M | Vertical | 3600 | 4000 | 3000 | No | n/a | 72 | 52.5 | 2.8 | IR4030-VV-36M-UC72-BC52.5-TP2.8
IR 4000 SERIES VV | IR4030 VV 36M | Vertical | 3600 | 4000 | 3000 | No | n/a | 72 | 52.5 | 3.75 | IR4030-VV-36M-UC72-BC52.5-TP3.75
IR 4000 SERIES VV | IR4030 VV 36M | Vertical | 3600 | 4000 | 3000 | No | n/a | 72 | 52.5 | 4.7 | IR4030-VV-36M-UC72-BC52.5-TP4.7
IR 4000 SERIES VV | IR4030 VV 36M | Vertical | 3600 | 4000 | 3000 | No | n/a | 72 | 53.8 | 0.9 | IR4030-VV-36M-UC72-BC53.8-TP0.9
IR 4000 SERIES VV | IR4030 VV 36M | Vertical | 3600 | 4000 | 3000 | No | n/a | 72 | 53.8 | 1.85 | IR4030-VV-36M-UC72-BC53.8-TP1.85
IR 4000 SERIES VV | IR4030 VV 36M | Vertical | 3600 | 4000 | 3000 | No | n/a | 72 | 53.8 | 2.8 | IR4030-VV-36M-UC72-BC53.8-TP2.8
IR 4000 SERIES VV | IR4030 VV 36M | Vertical | 3600 | 4000 | 3000 | No | n/a | 72 | 53.8 | 3.75 | IR4030-VV-36M-UC72-BC53.8-TP3.75
IR 4000 SERIES VV | IR4030 VV 36M | Vertical | 3600 | 4000 | 3000 | No | n/a | 72 | 53.8 | 4.7 | IR4030-VV-36M-UC72-BC53.8-TP4.7
IR 4000 SERIES VV | IR4030 VV 36M | Vertical | 3600 | 4000 | 3000 | No | n/a | 72 | 55 | 0.9 | IR4030-VV-36M-UC72-BC55-TP0.9
IR 4000 SERIES VV | IR4030 VV 36M | Vertical | 3600 | 4000 | 3000 | No | n/a | 72 | 55 | 1.85 | IR4030-VV-36M-UC72-BC55-TP1.85
IR 4000 SERIES VV | IR4030 VV 36M | Vertical | 3600 | 4000 | 3000 | No | n/a | 72 | 55 | 2.8 | IR4030-VV-36M-UC72-BC55-TP2.8
IR 4000 SERIES VV | IR4030 VV 36M | Vertical | 3600 | 4000 | 3000 | No | n/a | 72 | 55 | 3.75 | IR4030-VV-36M-UC72-BC55-TP3.75
IR 4000 SERIES VV | IR4030 VV 36M | Vertical | 3600 | 4000 | 3000 | No | n/a | 72 | 55 | 4.7 | IR4030-VV-36M-UC72-BC55-TP4.7
IR 4000 SERIES VV | IR4030 VV 36M | Vertical | 3600 | 4000 | 3000 | No | n/a | 110 | 50 | 0.9 | IR4030-VV-36M-UC110-BC50-TP0.9
IR 4000 SERIES VV | IR4030 VV 36M | Vertical | 3600 | 4000 | 3000 | No | n/a | 110 | 50 | 1.85 | IR4030-VV-36M-UC110-BC50-TP1.85
IR 4000 SERIES VV | IR4030 VV 36M | Vertical | 3600 | 4000 | 3000 | No | n/a | 110 | 50 | 2.8 | IR4030-VV-36M-UC110-BC50-TP2.8
IR 4000 SERIES VV | IR4030 VV 36M | Vertical | 3600 | 4000 | 3000 | No | n/a | 110 | 50 | 3.75 | IR4030-VV-36M-UC110-BC50-TP3.75
IR 4000 SERIES VV | IR4030 VV 36M | Vertical | 3600 | 4000 | 3000 | No | n/a | 110 | 50 | 4.7 | IR4030-VV-36M-UC110-BC50-TP4.7
IR 4000 SERIES VV | IR4030 VV 36M | Vertical | 3600 | 4000 | 3000 | No | n/a | 110 | 51.2 | 0.9 | IR4030-VV-36M-UC110-BC51.2-TP0.9
IR 4000 SERIES VV | IR4030 VV 36M | Vertical | 3600 | 4000 | 3000 | No | n/a | 110 | 51.2 | 1.85 | IR4030-VV-36M-UC110-BC51.2-TP1.85
IR 4000 SERIES VV | IR4030 VV 36M | Vertical | 3600 | 4000 | 3000 | No | n/a | 110 | 51.2 | 2.8 | IR4030-VV-36M-UC110-BC51.2-TP2.8
IR 4000 SERIES VV | IR4030 VV 36M | Vertical | 3600 | 4000 | 3000 | No | n/a | 110 | 51.2 | 3.75 | IR4030-VV-36M-UC110-BC51.2-TP3.75
IR 4000 SERIES VV | IR4030 VV 36M | Vertical | 3600 | 4000 | 3000 | No | n/a | 110 | 51.2 | 4.7 | IR4030-VV-36M-UC110-BC51.2-TP4.7
IR 4000 SERIES VV | IR4030 VV 36M | Vertical | 3600 | 4000 | 3000 | No | n/a | 110 | 52.5 | 0.9 | IR4030-VV-36M-UC110-BC52.5-TP0.9
IR 4000 SERIES VV | IR4030 VV 36M | Vertical | 3600 | 4000 | 3000 | No | n/a | 110 | 52.5 | 1.85 | IR4030-VV-36M-UC110-BC52.5-TP1.85
IR 4000 SERIES VV | IR4030 VV 36M | Vertical | 3600 | 4000 | 3000 | No | n/a | 110 | 52.5 | 2.8 | IR4030-VV-36M-UC110-BC52.5-TP2.8
IR 4000 SERIES VV | IR4030 VV 36M | Vertical | 3600 | 4000 | 3000 | No | n/a | 110 | 52.5 | 3.75 | IR4030-VV-36M-UC110-BC52.5-TP3.75
IR 4000 SERIES VV | IR4030 VV 36M | Vertical | 3600 | 4000 | 3000 | No | n/a | 110 | 52.5 | 4.7 | IR4030-VV-36M-UC110-BC52.5-TP4.7
IR 4000 SERIES VV | IR4030 VV 36M | Vertical | 3600 | 4000 | 3000 | No | n/a | 110 | 53.8 | 0.9 | IR4030-VV-36M-UC110-BC53.8-TP0.9
IR 4000 SERIES VV | IR4030 VV 36M | Vertical | 3600 | 4000 | 3000 | No | n/a | 110 | 53.8 | 1.85 | IR4030-VV-36M-UC110-BC53.8-TP1.85
IR 4000 SERIES VV | IR4030 VV 36M | Vertical | 3600 | 4000 | 3000 | No | n/a | 110 | 53.8 | 2.8 | IR4030-VV-36M-UC110-BC53.8-TP2.8
IR 4000 SERIES VV | IR4030 VV 36M | Vertical | 3600 | 4000 | 3000 | No | n/a | 110 | 53.8 | 3.75 | IR4030-VV-36M-UC110-BC53.8-TP3.75
IR 4000 SERIES VV | IR4030 VV 36M | Vertical | 3600 | 4000 | 3000 | No | n/a | 110 | 53.8 | 4.7 | IR4030-VV-36M-UC110-BC53.8-TP4.7
IR 4000 SERIES VV | IR4030 VV 36M | Vertical | 3600 | 4000 | 3000 | No | n/a | 110 | 55 | 0.9 | IR4030-VV-36M-UC110-BC55-TP0.9
IR 4000 SERIES VV | IR4030 VV 36M | Vertical | 3600 | 4000 | 3000 | No | n/a | 110 | 55 | 1.85 | IR4030-VV-36M-UC110-BC55-TP1.85
IR 4000 SERIES VV | IR4030 VV 36M | Vertical | 3600 | 4000 | 3000 | No | n/a | 110 | 55 | 2.8 | IR4030-VV-36M-UC110-BC55-TP2.8
IR 4000 SERIES VV | IR4030 VV 36M | Vertical | 3600 | 4000 | 3000 | No | n/a | 110 | 55 | 3.75 | IR4030-VV-36M-UC110-BC55-TP3.75
IR 4000 SERIES VV | IR4030 VV 36M | Vertical | 3600 | 4000 | 3000 | No | n/a | 110 | 55 | 4.7 | IR4030-VV-36M-UC110-BC55-TP4.7
IR 4000 SERIES VV | IR4045 VV 36M | Vertical | 3600 | 4000 | 4500 | No | n/a | 24 | 50 | 0.9 | IR4045-VV-36M-UC24-BC50-TP0.9
IR 4000 SERIES VV | IR4045 VV 36M | Vertical | 3600 | 4000 | 4500 | No | n/a | 24 | 50 | 1.85 | IR4045-VV-36M-UC24-BC50-TP1.85
IR 4000 SERIES VV | IR4045 VV 36M | Vertical | 3600 | 4000 | 4500 | No | n/a | 24 | 50 | 2.8 | IR4045-VV-36M-UC24-BC50-TP2.8
IR 4000 SERIES VV | IR4045 VV 36M | Vertical | 3600 | 4000 | 4500 | No | n/a | 24 | 50 | 3.75 | IR4045-VV-36M-UC24-BC50-TP3.75
IR 4000 SERIES VV | IR4045 VV 36M | Vertical | 3600 | 4000 | 4500 | No | n/a | 24 | 50 | 4.7 | IR4045-VV-36M-UC24-BC50-TP4.7
IR 4000 SERIES VV | IR4045 VV 36M | Vertical | 3600 | 4000 | 4500 | No | n/a | 24 | 51.2 | 0.9 | IR4045-VV-36M-UC24-BC51.2-TP0.9
IR 4000 SERIES VV | IR4045 VV 36M | Vertical | 3600 | 4000 | 4500 | No | n/a | 24 | 51.2 | 1.85 | IR4045-VV-36M-UC24-BC51.2-TP1.85
IR 4000 SERIES VV | IR4045 VV 36M | Vertical | 3600 | 4000 | 4500 | No | n/a | 24 | 51.2 | 2.8 | IR4045-VV-36M-UC24-BC51.2-TP2.8
IR 4000 SERIES VV | IR4045 VV 36M | Vertical | 3600 | 4000 | 4500 | No | n/a | 24 | 51.2 | 3.75 | IR4045-VV-36M-UC24-BC51.2-TP3.75
IR 4000 SERIES VV | IR4045 VV 36M | Vertical | 3600 | 4000 | 4500 | No | n/a | 24 | 51.2 | 4.7 | IR4045-VV-36M-UC24-BC51.2-TP4.7
IR 4000 SERIES VV | IR4045 VV 36M | Vertical | 3600 | 4000 | 4500 | No | n/a | 24 | 52.5 | 0.9 | IR4045-VV-36M-UC24-BC52.5-TP0.9
IR 4000 SERIES VV | IR4045 VV 36M | Vertical | 3600 | 4000 | 4500 | No | n/a | 24 | 52.5 | 1.85 | IR4045-VV-36M-UC24-BC52.5-TP1.85
IR 4000 SERIES VV | IR4045 VV 36M | Vertical | 3600 | 4000 | 4500 | No | n/a | 24 | 52.5 | 2.8 | IR4045-VV-36M-UC24-BC52.5-TP2.8
IR 4000 SERIES VV | IR4045 VV 36M | Vertical | 3600 | 4000 | 4500 | No | n/a | 24 | 52.5 | 3.75 | IR4045-VV-36M-UC24-BC52.5-TP3.75
IR 4000 SERIES VV | IR4045 VV 36M | Vertical | 3600 | 4000 | 4500 | No | n/a | 24 | 52.5 | 4.7 | IR4045-VV-36M-UC24-BC52.5-TP4.7
IR 4000 SERIES VV | IR4045 VV 36M | Vertical | 3600 | 4000 | 4500 | No | n/a | 24 | 53.8 | 0.9 | IR4045-VV-36M-UC24-BC53.8-TP0.9
IR 4000 SERIES VV | IR4045 VV 36M | Vertical | 3600 | 4000 | 4500 | No | n/a | 24 | 53.8 | 1.85 | IR4045-VV-36M-UC24-BC53.8-TP1.85
IR 4000 SERIES VV | IR4045 VV 36M | Vertical | 3600 | 4000 | 4500 | No | n/a | 24 | 53.8 | 2.8 | IR4045-VV-36M-UC24-BC53.8-TP2.8
IR 4000 SERIES VV | IR4045 VV 36M | Vertical | 3600 | 4000 | 4500 | No | n/a | 24 | 53.8 | 3.75 | IR4045-VV-36M-UC24-BC53.8-TP3.75
IR 4000 SERIES VV | IR4045 VV 36M | Vertical | 3600 | 4000 | 4500 | No | n/a | 24 | 53.8 | 4.7 | IR4045-VV-36M-UC24-BC53.8-TP4.7
IR 4000 SERIES VV | IR4045 VV 36M | Vertical | 3600 | 4000 | 4500 | No | n/a | 24 | 55 | 0.9 | IR4045-VV-36M-UC24-BC55-TP0.9
IR 4000 SERIES VV | IR4045 VV 36M | Vertical | 3600 | 4000 | 4500 | No | n/a | 24 | 55 | 1.85 | IR4045-VV-36M-UC24-BC55-TP1.85
IR 4000 SERIES VV | IR4045 VV 36M | Vertical | 3600 | 4000 | 4500 | No | n/a | 24 | 55 | 2.8 | IR4045-VV-36M-UC24-BC55-TP2.8
IR 4000 SERIES VV | IR4045 VV 36M | Vertical | 3600 | 4000 | 4500 | No | n/a | 24 | 55 | 3.75 | IR4045-VV-36M-UC24-BC55-TP3.75
IR 4000 SERIES VV | IR4045 VV 36M | Vertical | 3600 | 4000 | 4500 | No | n/a | 24 | 55 | 4.7 | IR4045-VV-36M-UC24-BC55-TP4.7
IR 4000 SERIES VV | IR4045 VV 36M | Vertical | 3600 | 4000 | 4500 | No | n/a | 36 | 50 | 0.9 | IR4045-VV-36M-UC36-BC50-TP0.9
IR 4000 SERIES VV | IR4045 VV 36M | Vertical | 3600 | 4000 | 4500 | No | n/a | 36 | 50 | 1.85 | IR4045-VV-36M-UC36-BC50-TP1.85
IR 4000 SERIES VV | IR4045 VV 36M | Vertical | 3600 | 4000 | 4500 | No | n/a | 36 | 50 | 2.8 | IR4045-VV-36M-UC36-BC50-TP2.8
IR 4000 SERIES VV | IR4045 VV 36M | Vertical | 3600 | 4000 | 4500 | No | n/a | 36 | 50 | 3.75 | IR4045-VV-36M-UC36-BC50-TP3.75
IR 4000 SERIES VV | IR4045 VV 36M | Vertical | 3600 | 4000 | 4500 | No | n/a | 36 | 50 | 4.7 | IR4045-VV-36M-UC36-BC50-TP4.7
IR 4000 SERIES VV | IR4045 VV 36M | Vertical | 3600 | 4000 | 4500 | No | n/a | 36 | 51.2 | 0.9 | IR4045-VV-36M-UC36-BC51.2-TP0.9
IR 4000 SERIES VV | IR4045 VV 36M | Vertical | 3600 | 4000 | 4500 | No | n/a | 36 | 51.2 | 1.85 | IR4045-VV-36M-UC36-BC51.2-TP1.85
IR 4000 SERIES VV | IR4045 VV 36M | Vertical | 3600 | 4000 | 4500 | No | n/a | 36 | 51.2 | 2.8 | IR4045-VV-36M-UC36-BC51.2-TP2.8
IR 4000 SERIES VV | IR4045 VV 36M | Vertical | 3600 | 4000 | 4500 | No | n/a | 36 | 51.2 | 3.75 | IR4045-VV-36M-UC36-BC51.2-TP3.75
IR 4000 SERIES VV | IR4045 VV 36M | Vertical | 3600 | 4000 | 4500 | No | n/a | 36 | 51.2 | 4.7 | IR4045-VV-36M-UC36-BC51.2-TP4.7
IR 4000 SERIES VV | IR4045 VV 36M | Vertical | 3600 | 4000 | 4500 | No | n/a | 36 | 52.5 | 0.9 | IR4045-VV-36M-UC36-BC52.5-TP0.9
IR 4000 SERIES VV | IR4045 VV 36M | Vertical | 3600 | 4000 | 4500 | No | n/a | 36 | 52.5 | 1.85 | IR4045-VV-36M-UC36-BC52.5-TP1.85
IR 4000 SERIES VV | IR4045 VV 36M | Vertical | 3600 | 4000 | 4500 | No | n/a | 36 | 52.5 | 2.8 | IR4045-VV-36M-UC36-BC52.5-TP2.8
IR 4000 SERIES VV | IR4045 VV 36M | Vertical | 3600 | 4000 | 4500 | No | n/a | 36 | 52.5 | 3.75 | IR4045-VV-36M-UC36-BC52.5-TP3.75
IR 4000 SERIES VV | IR4045 VV 36M | Vertical | 3600 | 4000 | 4500 | No | n/a | 36 | 52.5 | 4.7 | IR4045-VV-36M-UC36-BC52.5-TP4.7
IR 4000 SERIES VV | IR4045 VV 36M | Vertical | 3600 | 4000 | 4500 | No | n/a | 36 | 53.8 | 0.9 | IR4045-VV-36M-UC36-BC53.8-TP0.9
IR 4000 SERIES VV | IR4045 VV 36M | Vertical | 3600 | 4000 | 4500 | No | n/a | 36 | 53.8 | 1.85 | IR4045-VV-36M-UC36-BC53.8-TP1.85
IR 4000 SERIES VV | IR4045 VV 36M | Vertical | 3600 | 4000 | 4500 | No | n/a | 36 | 53.8 | 2.8 | IR4045-VV-36M-UC36-BC53.8-TP2.8
IR 4000 SERIES VV | IR4045 VV 36M | Vertical | 3600 | 4000 | 4500 | No | n/a | 36 | 53.8 | 3.75 | IR4045-VV-36M-UC36-BC53.8-TP3.75
IR 4000 SERIES VV | IR4045 VV 36M | Vertical | 3600 | 4000 | 4500 | No | n/a | 36 | 53.8 | 4.7 | IR4045-VV-36M-UC36-BC53.8-TP4.7
IR 4000 SERIES VV | IR4045 VV 36M | Vertical | 3600 | 4000 | 4500 | No | n/a | 36 | 55 | 0.9 | IR4045-VV-36M-UC36-BC55-TP0.9
IR 4000 SERIES VV | IR4045 VV 36M | Vertical | 3600 | 4000 | 4500 | No | n/a | 36 | 55 | 1.85 | IR4045-VV-36M-UC36-BC55-TP1.85
IR 4000 SERIES VV | IR4045 VV 36M | Vertical | 3600 | 4000 | 4500 | No | n/a | 36 | 55 | 2.8 | IR4045-VV-36M-UC36-BC55-TP2.8
IR 4000 SERIES VV | IR4045 VV 36M | Vertical | 3600 | 4000 | 4500 | No | n/a | 36 | 55 | 3.75 | IR4045-VV-36M-UC36-BC55-TP3.75
IR 4000 SERIES VV | IR4045 VV 36M | Vertical | 3600 | 4000 | 4500 | No | n/a | 36 | 55 | 4.7 | IR4045-VV-36M-UC36-BC55-TP4.7
IR 4000 SERIES VV | IR4045 VV 36M | Vertical | 3600 | 4000 | 4500 | No | n/a | 48 | 50 | 0.9 | IR4045-VV-36M-UC48-BC50-TP0.9
IR 4000 SERIES VV | IR4045 VV 36M | Vertical | 3600 | 4000 | 4500 | No | n/a | 48 | 50 | 1.85 | IR4045-VV-36M-UC48-BC50-TP1.85
IR 4000 SERIES VV | IR4045 VV 36M | Vertical | 3600 | 4000 | 4500 | No | n/a | 48 | 50 | 2.8 | IR4045-VV-36M-UC48-BC50-TP2.8
IR 4000 SERIES VV | IR4045 VV 36M | Vertical | 3600 | 4000 | 4500 | No | n/a | 48 | 50 | 3.75 | IR4045-VV-36M-UC48-BC50-TP3.75
IR 4000 SERIES VV | IR4045 VV 36M | Vertical | 3600 | 4000 | 4500 | No | n/a | 48 | 50 | 4.7 | IR4045-VV-36M-UC48-BC50-TP4.7
IR 4000 SERIES VV | IR4045 VV 36M | Vertical | 3600 | 4000 | 4500 | No | n/a | 48 | 51.2 | 0.9 | IR4045-VV-36M-UC48-BC51.2-TP0.9
IR 4000 SERIES VV | IR4045 VV 36M | Vertical | 3600 | 4000 | 4500 | No | n/a | 48 | 51.2 | 1.85 | IR4045-VV-36M-UC48-BC51.2-TP1.85
IR 4000 SERIES VV | IR4045 VV 36M | Vertical | 3600 | 4000 | 4500 | No | n/a | 48 | 51.2 | 2.8 | IR4045-VV-36M-UC48-BC51.2-TP2.8
IR 4000 SERIES VV | IR4045 VV 36M | Vertical | 3600 | 4000 | 4500 | No | n/a | 48 | 51.2 | 3.75 | IR4045-VV-36M-UC48-BC51.2-TP3.75
IR 4000 SERIES VV | IR4045 VV 36M | Vertical | 3600 | 4000 | 4500 | No | n/a | 48 | 51.2 | 4.7 | IR4045-VV-36M-UC48-BC51.2-TP4.7
IR 4000 SERIES VV | IR4045 VV 36M | Vertical | 3600 | 4000 | 4500 | No | n/a | 48 | 52.5 | 0.9 | IR4045-VV-36M-UC48-BC52.5-TP0.9
IR 4000 SERIES VV | IR4045 VV 36M | Vertical | 3600 | 4000 | 4500 | No | n/a | 48 | 52.5 | 1.85 | IR4045-VV-36M-UC48-BC52.5-TP1.85
IR 4000 SERIES VV | IR4045 VV 36M | Vertical | 3600 | 4000 | 4500 | No | n/a | 48 | 52.5 | 2.8 | IR4045-VV-36M-UC48-BC52.5-TP2.8
IR 4000 SERIES VV | IR4045 VV 36M | Vertical | 3600 | 4000 | 4500 | No | n/a | 48 | 52.5 | 3.75 | IR4045-VV-36M-UC48-BC52.5-TP3.75
IR 4000 SERIES VV | IR4045 VV 36M | Vertical | 3600 | 4000 | 4500 | No | n/a | 48 | 52.5 | 4.7 | IR4045-VV-36M-UC48-BC52.5-TP4.7
IR 4000 SERIES VV | IR4045 VV 36M | Vertical | 3600 | 4000 | 4500 | No | n/a | 48 | 53.8 | 0.9 | IR4045-VV-36M-UC48-BC53.8-TP0.9
IR 4000 SERIES VV | IR4045 VV 36M | Vertical | 3600 | 4000 | 4500 | No | n/a | 48 | 53.8 | 1.85 | IR4045-VV-36M-UC48-BC53.8-TP1.85
IR 4000 SERIES VV | IR4045 VV 36M | Vertical | 3600 | 4000 | 4500 | No | n/a | 48 | 53.8 | 2.8 | IR4045-VV-36M-UC48-BC53.8-TP2.8
IR 4000 SERIES VV | IR4045 VV 36M | Vertical | 3600 | 4000 | 4500 | No | n/a | 48 | 53.8 | 3.75 | IR4045-VV-36M-UC48-BC53.8-TP3.75
IR 4000 SERIES VV | IR4045 VV 36M | Vertical | 3600 | 4000 | 4500 | No | n/a | 48 | 53.8 | 4.7 | IR4045-VV-36M-UC48-BC53.8-TP4.7
IR 4000 SERIES VV | IR4045 VV 36M | Vertical | 3600 | 4000 | 4500 | No | n/a | 48 | 55 | 0.9 | IR4045-VV-36M-UC48-BC55-TP0.9
IR 4000 SERIES VV | IR4045 VV 36M | Vertical | 3600 | 4000 | 4500 | No | n/a | 48 | 55 | 1.85 | IR4045-VV-36M-UC48-BC55-TP1.85
IR 4000 SERIES VV | IR4045 VV 36M | Vertical | 3600 | 4000 | 4500 | No | n/a | 48 | 55 | 2.8 | IR4045-VV-36M-UC48-BC55-TP2.8
IR 4000 SERIES VV | IR4045 VV 36M | Vertical | 3600 | 4000 | 4500 | No | n/a | 48 | 55 | 3.75 | IR4045-VV-36M-UC48-BC55-TP3.75
IR 4000 SERIES VV | IR4045 VV 36M | Vertical | 3600 | 4000 | 4500 | No | n/a | 48 | 55 | 4.7 | IR4045-VV-36M-UC48-BC55-TP4.7
IR 4000 SERIES VV | IR4045 VV 36M | Vertical | 3600 | 4000 | 4500 | No | n/a | 72 | 50 | 0.9 | IR4045-VV-36M-UC72-BC50-TP0.9
IR 4000 SERIES VV | IR4045 VV 36M | Vertical | 3600 | 4000 | 4500 | No | n/a | 72 | 50 | 1.85 | IR4045-VV-36M-UC72-BC50-TP1.85
IR 4000 SERIES VV | IR4045 VV 36M | Vertical | 3600 | 4000 | 4500 | No | n/a | 72 | 50 | 2.8 | IR4045-VV-36M-UC72-BC50-TP2.8
IR 4000 SERIES VV | IR4045 VV 36M | Vertical | 3600 | 4000 | 4500 | No | n/a | 72 | 50 | 3.75 | IR4045-VV-36M-UC72-BC50-TP3.75
IR 4000 SERIES VV | IR4045 VV 36M | Vertical | 3600 | 4000 | 4500 | No | n/a | 72 | 50 | 4.7 | IR4045-VV-36M-UC72-BC50-TP4.7
IR 4000 SERIES VV | IR4045 VV 36M | Vertical | 3600 | 4000 | 4500 | No | n/a | 72 | 51.2 | 0.9 | IR4045-VV-36M-UC72-BC51.2-TP0.9
IR 4000 SERIES VV | IR4045 VV 36M | Vertical | 3600 | 4000 | 4500 | No | n/a | 72 | 51.2 | 1.85 | IR4045-VV-36M-UC72-BC51.2-TP1.85
IR 4000 SERIES VV | IR4045 VV 36M | Vertical | 3600 | 4000 | 4500 | No | n/a | 72 | 51.2 | 2.8 | IR4045-VV-36M-UC72-BC51.2-TP2.8
IR 4000 SERIES VV | IR4045 VV 36M | Vertical | 3600 | 4000 | 4500 | No | n/a | 72 | 51.2 | 3.75 | IR4045-VV-36M-UC72-BC51.2-TP3.75
IR 4000 SERIES VV | IR4045 VV 36M | Vertical | 3600 | 4000 | 4500 | No | n/a | 72 | 51.2 | 4.7 | IR4045-VV-36M-UC72-BC51.2-TP4.7
IR 4000 SERIES VV | IR4045 VV 36M | Vertical | 3600 | 4000 | 4500 | No | n/a | 72 | 52.5 | 0.9 | IR4045-VV-36M-UC72-BC52.5-TP0.9
IR 4000 SERIES VV | IR4045 VV 36M | Vertical | 3600 | 4000 | 4500 | No | n/a | 72 | 52.5 | 1.85 | IR4045-VV-36M-UC72-BC52.5-TP1.85
IR 4000 SERIES VV | IR4045 VV 36M | Vertical | 3600 | 4000 | 4500 | No | n/a | 72 | 52.5 | 2.8 | IR4045-VV-36M-UC72-BC52.5-TP2.8
IR 4000 SERIES VV | IR4045 VV 36M | Vertical | 3600 | 4000 | 4500 | No | n/a | 72 | 52.5 | 3.75 | IR4045-VV-36M-UC72-BC52.5-TP3.75
IR 4000 SERIES VV | IR4045 VV 36M | Vertical | 3600 | 4000 | 4500 | No | n/a | 72 | 52.5 | 4.7 | IR4045-VV-36M-UC72-BC52.5-TP4.7
IR 4000 SERIES VV | IR4045 VV 36M | Vertical | 3600 | 4000 | 4500 | No | n/a | 72 | 53.8 | 0.9 | IR4045-VV-36M-UC72-BC53.8-TP0.9
IR 4000 SERIES VV | IR4045 VV 36M | Vertical | 3600 | 4000 | 4500 | No | n/a | 72 | 53.8 | 1.85 | IR4045-VV-36M-UC72-BC53.8-TP1.85
IR 4000 SERIES VV | IR4045 VV 36M | Vertical | 3600 | 4000 | 4500 | No | n/a | 72 | 53.8 | 2.8 | IR4045-VV-36M-UC72-BC53.8-TP2.8
IR 4000 SERIES VV | IR4045 VV 36M | Vertical | 3600 | 4000 | 4500 | No | n/a | 72 | 53.8 | 3.75 | IR4045-VV-36M-UC72-BC53.8-TP3.75
IR 4000 SERIES VV | IR4045 VV 36M | Vertical | 3600 | 4000 | 4500 | No | n/a | 72 | 53.8 | 4.7 | IR4045-VV-36M-UC72-BC53.8-TP4.7
IR 4000 SERIES VV | IR4045 VV 36M | Vertical | 3600 | 4000 | 4500 | No | n/a | 72 | 55 | 0.9 | IR4045-VV-36M-UC72-BC55-TP0.9
IR 4000 SERIES VV | IR4045 VV 36M | Vertical | 3600 | 4000 | 4500 | No | n/a | 72 | 55 | 1.85 | IR4045-VV-36M-UC72-BC55-TP1.85
IR 4000 SERIES VV | IR4045 VV 36M | Vertical | 3600 | 4000 | 4500 | No | n/a | 72 | 55 | 2.8 | IR4045-VV-36M-UC72-BC55-TP2.8
IR 4000 SERIES VV | IR4045 VV 36M | Vertical | 3600 | 4000 | 4500 | No | n/a | 72 | 55 | 3.75 | IR4045-VV-36M-UC72-BC55-TP3.75
IR 4000 SERIES VV | IR4045 VV 36M | Vertical | 3600 | 4000 | 4500 | No | n/a | 72 | 55 | 4.7 | IR4045-VV-36M-UC72-BC55-TP4.7
IR 4000 SERIES VV | IR4045 VV 36M | Vertical | 3600 | 4000 | 4500 | No | n/a | 110 | 50 | 0.9 | IR4045-VV-36M-UC110-BC50-TP0.9
IR 4000 SERIES VV | IR4045 VV 36M | Vertical | 3600 | 4000 | 4500 | No | n/a | 110 | 50 | 1.85 | IR4045-VV-36M-UC110-BC50-TP1.85
IR 4000 SERIES VV | IR4045 VV 36M | Vertical | 3600 | 4000 | 4500 | No | n/a | 110 | 50 | 2.8 | IR4045-VV-36M-UC110-BC50-TP2.8
IR 4000 SERIES VV | IR4045 VV 36M | Vertical | 3600 | 4000 | 4500 | No | n/a | 110 | 50 | 3.75 | IR4045-VV-36M-UC110-BC50-TP3.75
IR 4000 SERIES VV | IR4045 VV 36M | Vertical | 3600 | 4000 | 4500 | No | n/a | 110 | 50 | 4.7 | IR4045-VV-36M-UC110-BC50-TP4.7
IR 4000 SERIES VV | IR4045 VV 36M | Vertical | 3600 | 4000 | 4500 | No | n/a | 110 | 51.2 | 0.9 | IR4045-VV-36M-UC110-BC51.2-TP0.9
IR 4000 SERIES VV | IR4045 VV 36M | Vertical | 3600 | 4000 | 4500 | No | n/a | 110 | 51.2 | 1.85 | IR4045-VV-36M-UC110-BC51.2-TP1.85
IR 4000 SERIES VV | IR4045 VV 36M | Vertical | 3600 | 4000 | 4500 | No | n/a | 110 | 51.2 | 2.8 | IR4045-VV-36M-UC110-BC51.2-TP2.8
IR 4000 SERIES VV | IR4045 VV 36M | Vertical | 3600 | 4000 | 4500 | No | n/a | 110 | 51.2 | 3.75 | IR4045-VV-36M-UC110-BC51.2-TP3.75
IR 4000 SERIES VV | IR4045 VV 36M | Vertical | 3600 | 4000 | 4500 | No | n/a | 110 | 51.2 | 4.7 | IR4045-VV-36M-UC110-BC51.2-TP4.7
IR 4000 SERIES VV | IR4045 VV 36M | Vertical | 3600 | 4000 | 4500 | No | n/a | 110 | 52.5 | 0.9 | IR4045-VV-36M-UC110-BC52.5-TP0.9
IR 4000 SERIES VV | IR4045 VV 36M | Vertical | 3600 | 4000 | 4500 | No | n/a | 110 | 52.5 | 1.85 | IR4045-VV-36M-UC110-BC52.5-TP1.85
IR 4000 SERIES VV | IR4045 VV 36M | Vertical | 3600 | 4000 | 4500 | No | n/a | 110 | 52.5 | 2.8 | IR4045-VV-36M-UC110-BC52.5-TP2.8
IR 4000 SERIES VV | IR4045 VV 36M | Vertical | 3600 | 4000 | 4500 | No | n/a | 110 | 52.5 | 3.75 | IR4045-VV-36M-UC110-BC52.5-TP3.75
IR 4000 SERIES VV | IR4045 VV 36M | Vertical | 3600 | 4000 | 4500 | No | n/a | 110 | 52.5 | 4.7 | IR4045-VV-36M-UC110-BC52.5-TP4.7
IR 4000 SERIES VV | IR4045 VV 36M | Vertical | 3600 | 4000 | 4500 | No | n/a | 110 | 53.8 | 0.9 | IR4045-VV-36M-UC110-BC53.8-TP0.9
IR 4000 SERIES VV | IR4045 VV 36M | Vertical | 3600 | 4000 | 4500 | No | n/a | 110 | 53.8 | 1.85 | IR4045-VV-36M-UC110-BC53.8-TP1.85
IR 4000 SERIES VV | IR4045 VV 36M | Vertical | 3600 | 4000 | 4500 | No | n/a | 110 | 53.8 | 2.8 | IR4045-VV-36M-UC110-BC53.8-TP2.8
IR 4000 SERIES VV | IR4045 VV 36M | Vertical | 3600 | 4000 | 4500 | No | n/a | 110 | 53.8 | 3.75 | IR4045-VV-36M-UC110-BC53.8-TP3.75
IR 4000 SERIES VV | IR4045 VV 36M | Vertical | 3600 | 4000 | 4500 | No | n/a | 110 | 53.8 | 4.7 | IR4045-VV-36M-UC110-BC53.8-TP4.7
IR 4000 SERIES VV | IR4045 VV 36M | Vertical | 3600 | 4000 | 4500 | No | n/a | 110 | 55 | 0.9 | IR4045-VV-36M-UC110-BC55-TP0.9
IR 4000 SERIES VV | IR4045 VV 36M | Vertical | 3600 | 4000 | 4500 | No | n/a | 110 | 55 | 1.85 | IR4045-VV-36M-UC110-BC55-TP1.85
IR 4000 SERIES VV | IR4045 VV 36M | Vertical | 3600 | 4000 | 4500 | No | n/a | 110 | 55 | 2.8 | IR4045-VV-36M-UC110-BC55-TP2.8
IR 4000 SERIES VV | IR4045 VV 36M | Vertical | 3600 | 4000 | 4500 | No | n/a | 110 | 55 | 3.75 | IR4045-VV-36M-UC110-BC55-TP3.75
IR 4000 SERIES VV | IR4045 VV 36M | Vertical | 3600 | 4000 | 4500 | No | n/a | 110 | 55 | 4.7 | IR4045-VV-36M-UC110-BC55-TP4.7

## Notes
Methodology & Notes
Purpose
This workbook lists every breaker configuration reachable from the HSCB Selector tool, expanded by auxiliary/control voltage (Uc), breaking capacity, and tripping point, so each row represents one fully-specified, orderable variant. Total rows: 2250.
Where the data comes from
Family Code, Commercial Code, Mounting, Rated Voltage, Max Operational Voltage, Thermal Current and Dual-Voltage Capable are taken directly from the manufacturer datasheets. The Auxiliary/Control Voltage Uc options (24/36/48/72/110 Vdc) are also from the datasheets, which note this value is "to be specified in order phase" for every model.
Breaking Capacity (kA) range, per model
Taken as the minimum and maximum of the datasheet's rated short-circuit making/breaking capacity across its four duty points (tau1..tau4) at the applicable voltage. Where that range collapses to a single fixed value (e.g. IR3000 09L/18M, constant 30 kA across all tau points), a small +/-15% spread was synthesized around it so the picker still offers 5 distinct options — flagged wherever it applies.
Tripping Point (kA) range, per model
Taken as the combined span (lowest low-bound to highest high-bound) across the datasheet's direct-acting trip device setting ranges (e.g. IR3000: A1/A2/B1/B2 combine to 1-6 kA; IR4000 VH/VV: A1-A4 combine to 0.9-4.7 kA).
For the IR4000 VH DVM, the datasheet prints "Setting Range@1800Vdc 3200 to 5000" and "Setting Range@3600Vdc 2000 to 3200", which is inconsistent by two orders of magnitude with every other model's kA values in the same table. This was treated as a decimal-point extraction artifact and divided by 1000 (3.2-5.0 kA @1800Vdc, 2.0-3.2 kA @3600Vdc) to stay physically plausible and consistent with the non-DVM IR4000 ranges. Verify this against the manufacturer before relying on it.
How the 5 sample values are chosen
For both Breaking Capacity and Tripping Point, 5 values are sampled evenly across the range: min, +25%, +50%, +75%, max (rounded to 1 decimal for kA breaking capacity, 2 decimals for kA tripping point).
About the 'Generated Unique Code' column
The manufacturer's real internal/commercial ordering codes are not available in the public datasheets and were not provided. The codes in this column are SELF-GENERATED placeholders, built with a simple, transparent pattern:
Commercial Code (spaces -> hyphens) + "-UC" + Uc + "-BC" + breaking capacity + "-TP" + tripping point
Example: "IR4045 VH 18M" at Uc=48Vdc, breaking capacity=51.3kA, tripping point=3.75kA -> IR4045-VH-18M-UC48-BC51.3-TP3.75
Before using these codes for actual ordering, quotation, or customer-facing documentation, replace them with the manufacturer's official part numbers for each configuration.
How this maps to the web selector
After the selector recommends a Family Code / Commercial Code as the best fit, it asks three questions in order — auxiliary/control voltage, breaking capacity, tripping point — sampling the same 5 values per range shown in this sheet, then assembles the same code pattern.